## HELP
Clean Columns Help:
1) | You must Enable Macros in order for the spreadsheet "Clean Columns" to work.
If the buttons on the worksheets don't work the Macros are not enabled.
If you are not prompted as to whether or not you want to enable macros when you open Clean Columns, there are two possible reasons.
First, Excel's macro security may be too high. To correct this, select "Tools" from the menu bar, then select "Macros", then "Security".
The "Security" form will open. Choose the "Medium" or "Low" setting on the "Security Level" tab. Close then re-open Clean Columns.
If the program still does not work, the second reason macros may not work is that some anti-virus software will identify the macros in this spreadsheet
as a virus and remove or disable them from the file. If this happens, the spreadsheet will not function properly. Contact your computer
administrator for help in correcting these problems.
2) | If you are getting errors while running Clean Columns such as "Path not Found" or "Can't find Project or Library"
Set the Error Trapping Option in Excel's Visual Basic Editor to "Break on Unhandled Errors"
To do this go to the "Tools" menu, select "Macro" then "Visual Basic Editor". The Visual Basic Editor window will open.
You can also use Alt-F11 to open the window.
Select "Tools" from the menu bar at the top, then select "Options". The "Options" form will open.
Go to the "General" tab. Select "Break on Unhandled Errors" from the "Error Trapping" options.

## Cover Sheet
The Steel Solutions® Center is your gateway to powerful tools, facts and project solutions.
Clean Columns V13.1
Least weight is not least cost.
Least weight is not least cost.
Least weight is not least cost.
Calcualtions are based on AISC 2005 Specification, Design Guide #13, and Design Guide #4 2nd Edition.
Talk to your favorite fabricator, or consult chapter 3 of Design Guide 13 for more information on the cost of stiffener and doubler plates.
This spreadsheet has been prepared in accordance with information made available to the American Institute of Steel Construction, Inc. at the time of its preparation. While it is believed to be accurate, it has not been prepared for conventional use as an engineering or construction document and should not be used or relied upon for any specific application without competent professional examination and verification of its accuracy, suitability and applicability by a licensed engineer, architect or other professional. AISC disclaims any liability arising from information provided by others or from the unauthorized use of the information contained in this spreadsheet.
Trademarks licensed from AISC

## Clean Columns
[19 empty] | 27 | 28 | 29 | 30
Project: |  | Any Steel Project | [9 empty] | 2026-07-28
Client: |  | Best Architect Ever
Engineer:
Remarks: |  | Interior Columns: Lines B, C, and E
Clean Columns V13.1 was developed to return the lightest column section that can be used without stiffeners and/or doubler plates to develop a specified percentage of a selected beam's plastic moment capacity, based on the criteria in AISC Design Guide Series #13 and the 2005 AISC Specification for Structural Steel Buildings. The design of the column for axial load capacity is not considered.
1) Summary of Assumptions:
| The effects of a composite concrete floor slab are not considered in the analysis. The connection is assumed to be part of a frame resisting wind or low seismic forces. In other words, the structure is designed to meet the requirements in the AISC Specification for Structural Steel Buildings with no special seismic detailing. The panel zone is assumed to remain nominally within the elastic range. Other assumptions apply. Review all the assumptions by clicking on the button above. | [13 empty] | Max Tension | Max Compression | No prying Moment strength | Max Shear
| 2) Connection Configuration: | [13 empty] | 76.841 | 76.841 | 0 | 153.682
| Beams Conected on Both Sides | [11 empty] | Column Indices |  | Without Stiffeners /Tension | Without Stiffeners /Compression | Without Stiffeners /Mnp | Without Stiffeners | Without Doubler Plate | Without Stiffeners and Without Doubler Plate
| Beams are Connected Near the Top of the Column, |  |  |  |  | 0
Directly Welded Flange
|  |  | 0 | 0 | 0
|  |  | 0 | 0 | 0
|  |  | 0 | 0 | 0 | [7 empty] | W8 | A | 2 | 2 | 6 | 2 | -- | --
[13 empty] | W10 | A | -- | -- | 3 | -- | -- | --
| 3) Beam Section: | [12 empty] | B | 5 | 6 | 8 | 5 | 3 | 3
| Beam Section: | W24x94 | [10 empty] | W12 | A | -- | -- | 3 | -- | -- | --
[14 empty] | B | -- | -- | 2 | -- | -- | --
|  | 952.5 | kip-ft | Plastic Moment Strength | [9 empty] | C | 14 | 16 | 17 | 14 | 15 | 14 | Nom Depth | 10 |  | 2
| 4) Forces and Material Properties: | [11 empty] | W14 | A | -- | -- | 3 | -- | -- | -- | Beam section | W24x94 |  | W14x43 | W4 | 17
| 2005 LRFD Specification for Structural Steel Buildings | [12 empty] | B | 2 | 3 | 4 | 2 | 3 | 2 | Beam Index | 199 |  | W18 | W5 | 16
| (Fy)c = | 50 | ksi | Column Specified Minimum Yield Strength | [9 empty] | C | 4 | 5 | 5 | 4 | 5 | 4 |  |  |  | W16 | W6 | 15
| (Fy)b = | 50 | ksi | Beam Specified Minimum Yield Strength | [9 empty] | D | 13 | 13 | 13 | 13 | 13 | 13 |  |  |  | W14 | W8 | 14
| (Vs)T = | 0 | kips | Column Story Shear |  |  | 5) Resultant Forces (a positive value indicates compression) | [6 empty] | E | 7 | 7 | 7 | 7 | 7 | 7 |  |  |  | W12 | W10 | 13
| (Pc)T = | 0 | kips | Column Axial Load |  |  |  | Vp = | 153.682 | kips | Total Panel-Zone Shear Force |  | W16 | A | -- | -- | 2 | -- | -- | -- |  |  |  | W10 | W12 | 12
| (Pb)R = | 0 | kips | Beam Axial Load, Right Side |  |  |  | (Pf)TR = | 76.841 | kips | Top Flange Force, Right Side |  |  | B | -- | -- | 5 | -- | 2 | -- |  |  |  | W8 | W14 | 11
| MR= | 150 | k*ft | Beam Moment, Right Side |  |  |  | (Pf)BR = | -76.841 | kips | Bottom Flange Force, Right Side |  |  | C | 3 | 3 | 4 | 3 | 4 | 3 |  |  |  |  | W16 | 10
|  | 0 | kips | Beam Axial Load, Left Side |  |  |  |  | -76.841 | kips | Top Flange Force, Left Side |  | W18 | A | -- | -- | 3 | -- | 1 | -- |  |  |  |  | W18 | 9
|  | 150 | k*ft | Beam Moment, Left Side |  |  |  |  | 76.841 | kips | Bottom Flange Force, Left Side |  |  | B | 2 | 1 | 5 | 1 | 5 | 1 |  |  |  |  | W21 | 8
[14 empty] | C | 4 | 4 | 5 | 4 | 5 | 4 |  |  |  |  | W24 | 7
| 6) Column Design Results: | [12 empty] | D | 10 | 10 | 10 | 10 | 10 | 10 |  |  |  |  | W27 | 6
[25 empty] | W30 | 5
|  | Lightest |  | Lightest | Lightest | Lightest | Lightest |  | Lightest | [15 empty] | W33 | 4
|  | W8 |  | W10 | W12 | W14 | W16 |  | W18 | [15 empty] | W36 | 3
| No Stiffener Plates Required | W8X58 |  | W10x68 | W12x87 | W14x74 | W16x77 |  | W18x71 | [15 empty] | W40 | 2
| No Doubler Plates Required | -- |  | W10x88 | W12x79 | W14x68 | W16x50 |  | W18x46
| No Stiffener Plates or Doubler Plates Required | -- |  | W10x88 | W12x87 | W14x74 | W16x77 |  | W18x71
This spreadsheet has been prepared in accordance with information made available to the American Institute of Steel Construction, Inc., AISC Marketing, LLC, and the Steel Solutions Center, LLC at the time of its preparation. While it is believed to be accurate, it has not been prepared for conventional use as an engineering or construction document and should not be used or relied upon for any specific application without competent professional examination and verification of its accuracy, suitability and applicability by a licensed engineer, architect or other professional. AISC, AISCM, and SSC disclaim any liability arising from information provided by others or from the unauthorized use of the information contained in this spreadsheet.
[18 empty] | 26 | 27 | 28 | 29 | 30 | 31 | 32
[18 empty] | TRUE | 57 | Beams Conected on Both Sides
[18 empty] | TRUE | 58 | Beams are Connected Near the Top of the Column,
[18 empty] | 0 | 59 |  |  | 0 | in
[18 empty] | 0 | 60 | Directly Welded Flange
[17 empty] | End | 26: 0.5; 27: 61
[17 empty] | flange plate | 26: 0.5; 27: 62
[18 empty] | 8 | 63
[18 empty] | 6 | 64
[17 empty] | Yc | 26: 170.1; 27: 65
[17 empty] | Mnp | 26: 478; 27: 66; 29: Plastic Moment Strength
[18 empty] | 0 | 67 | 2005 LRFD Specification for Structural Steel Buildings
[18 empty] | 0 | 68 |  | Column Story Shear
[18 empty] | 0 | 69 |  | Column Axial Load
[18 empty] | 0 | 70 |  | Beam Axial Load, Right Side
[18 empty] | 150 | 71 |  | Beam Moment, Right Side
[18 empty] | 0 | 72 | kips | Beam Axial Load, Left Side
[18 empty] | 150 | 73 | k*ft | Beam Moment, Left Side
[19 empty] | 74 |  | Top Factored Flange Force, Right Side | Top Service Flange Force, Right Side
[19 empty] | 75 |  | Bottom Factored Flange Force, Right Side | Bottom Service Flange Force, Right Side
[19 empty] | 76 | (Puf)TL = | Top Factored Flange Force, Left Side | Top Service Flange Force, Left Side
[19 empty] | 77 | (Puf)BL = | Bottom Factored Flange Force, Left Side | Bottom Service Flange Force, Left Side
[19 empty] | 78 |  | Factored Total Panel-Zone Shear Force | Service Total Panel-Zone Shear Force
[17 empty] | Fyc | 50 | 79 | 153.682 | kips | Total Panel-Zone Shear Force
[17 empty] | Fyb | 50 | 80 | 76.841 | kips | Top Flange Force, Right Side
[19 empty] | 81 | -76.841 | kips | Bottom Flange Force, Right Side
[19 empty] | 82 | -76.841 | kips | Top Flange Force, Left Side
[19 empty] | 83 | 76.841 | kips | Bottom Flange Force, Left Side
[17 empty] | w | 26: 0.25; 27: 84
Figure 1: Connection Configuration
(Pb)L =
ML =
fbMp =
Mp/Wb =
dtop =
(Pf)TL =
(Pf)BL =
7) Column Calculations:

## Calculations
Project: |  | Any Steel Project | [9 empty] | 2026-07-28
Client: |  | Best Architect Ever
Engineer:
Remarks: |  | Interior Columns: Lines B, C, and E
Clean Column Design Calculations for a W14x43 Column: LRFD
Clean Columns V5.0
I) Force Transfer in Unreinforced Columns
| A) Required Strength for Local Flange and Web Limit States | [7 empty] | Directly Welded Flange Connection:
| Design for a W24x94 Beam |  |  |  | db = | 24.3
| Beams on Both Sides |  |  |  | tbf = | 0.875
|  |  |  | Right Side |  |  | Left Side
| Beam Axial Load |  | (Pb)R = | 0 | kips |  | 0 | kips
| Beam Moment |  | MR = | 150 | k*ft |  | 150 | k*ft
| Beam Flange Forces (a positive value indicates compression) | [8 empty] | dm = | 23.425 |  | Column Indices |  | Without Stiffeners | Without Doubler Plate | Without Stiffeners and Without Doubler Plate
|  | (Pf)TR = | 76.841 | kips |  | -76.841 | kips
|  | (Pf)BR = | -76.841 | kips |  | 76.841 | kips
[13 empty] | W10 | A | -- | -- | --
[14 empty] | B | 5 | 3 | 3
[13 empty] | W12 | A | -- | -- | --
[14 empty] | B | -- | -- | --
[14 empty] | C | 14 | 15 | 14 |  |  | 10
[13 empty] | W14 | A | -- | -- | -- |  |  | W24x94 |  |  |  | W4 | 17
1 | Maximum Tension Force (Bottom Flange) | [5 empty] | 76.841 | kips | (Absolute Value) |  |  |  |  | B | 2 | 3 | 2 |  | Beam Index | 199 |  |  |  | W5 | 16
1 | Maximum Compression Force (Bottom Flange) | [5 empty] | 76.841 | kips | (Absolute Value) | [14 empty] | W6 | 15
| B) Required Strength for Panel-Zone Shear | [22 empty] | W8 | 14
|  | Moment Connected Beams on Both Sides | [11 empty] | C | 4 | 5 | 4 | [6 empty] | W10 | 13
| Vs = | 0 | kips | Column Story Shear | [9 empty] | D | 13 | 13 | 13 | [6 empty] | W12 | 12
| Vp = | 153.682 | kips | Total Panel Zone Shear Force | [9 empty] | E | 7 | 7 | 7 | [6 empty] | W14 | 11
[13 empty] | W16 | A | -- | -- | -- | [6 empty] | W16 | 10
[14 empty] | B | -- | 2 | -- | [6 empty] | W18 | 9
[14 empty] | C | 3 | 4 | 3 | [6 empty] | W21 | 8
[13 empty] | W18 | A | -- | 1 | -- | [6 empty] | W24 | 7
[14 empty] | B | 2 | 5 | 1 | [6 empty] | W27 | 6
II) Design Strength of an Unreinforced Column | [13 empty] | C | 4 | 5 | 4 | [6 empty] | W30 | 5
| Design Check for Column Section: W14x43 | [12 empty] | D | 10 | 10 | 10 | [6 empty] | W40 | 2
| Fyc = | 50 | ksi | [20 empty] | #REF! | #REF!
| dtop = | 0 | Distance (in) from the column end to the top flange of the beam(s) | [20 empty] | 0 | 0
| dbot = | 24.3 | Distance (in) from the column end to the bottom flange of the beam(s) | [20 empty] | W44 | 1
A) Web PanelZone Shear (2005 Specification Section J10.6) For Calculation Purposes, the behavior of the panel zone remains nominally within the elastic range.
| f = | 0.9 | (LRFD) |  | W= | 1.67 | (ASD)
| dc = | 13.7 | in | tcw = | 0.305 | in | AC = | 12.6 | in2
| Pr = | 0 | kips | Required column axial strength, Pr=(Pc)T
| Pc = | 630 | kips | Pc=Py (LRFD), Pc=0.6Py (ASD), where Py=(Fy)cAc
| Rn = | 125.355 | kips | Panel-Zone Shear Nominal Strength
| Rav = | 112.8195 | kips | Available Strength, fRn (LRFD), Rn/W (ASD)
| B) Flange Local Bending: Tensile Force (2005 Sepcification Section J10.1) | [7 empty] | 0
| f = | 0.9 | (LRFD) |  | W= | 1.67 | (ASD)
| tf = | 0.53 | in | Column Flange Thickness
|  | 0.5 | = | 0.5 if the distance from the end of the column to the closer face of the beam tension flange is less than 10tf
[18 empty] | 26 | 27 | 28 | 29 | 30 | 31
|  |  | = | 1.0 otherwise | [12 empty] | 0 | 1 | 57 | Beams Conected on Both Sides | 0 | 0 | 0
|  | 43.8906 | kips | Local Flange Bending Nominal Strength | [13 empty] | 26: 1; 27: 58; 28: Beams are Connected Near the Top of the Column,
|  | 39.5016 | kips | Available Strength, fRn (LRFD), Rn/W (ASD) | [13 empty] | 0 | 59 |  |  | 0 | in
[18 empty] | 0 | 60 | Directly Welded Flange
[6 empty] | See Eq. 3.20 of Design Guide #4, 2nd Edition for Extended End Plates | [10 empty] | End | 26: 0.5; 27: 61
[17 empty] | flange plate | 0.5 | 62 |  | 0 | 0 | 0
[18 empty] | 8 | 63 |  | 0 | 0 | 0
[18 empty] | 6 | 64 |  | 0 | 0 | 0
[17 empty] | Yc | 26: 170.1; 27: 65
| C) Web Local Yielding: Tensile and Compressive Forces (2005 Specification Section J10.2) | [16 empty] | 27: 66; 29: Plastic Moment Strength
| f = | 1 | (LRFD) |  | W= | 1.5 | (ASD) | [10 empty] | 26: 0; 27: 67; 28: 2005 LRFD Specification for Structural Steel Buildings
| w = | 0.25 | in | [14 empty] | 26: 0; 27: 68; 29: Column Story Shear
| N = | 1.375 | in | Length of Bearing | [13 empty] | 26: 0; 27: 69; 29: Column Axial Load
| tw = | 0.305 | in | Column Web Thickness | [13 empty] | 26: 0; 27: 70; 29: Beam Axial Load, Right Side
| dc = | 13.7 | in | Column Depth |  |  | 0 | < |  | 6.85 | [7 empty] | 26: 150; 27: 71; 29: Beam Moment, Right Side
| Ct = | 0.5 | = | 0.5 if the distance from the end of the column to the closer face of the beam tension flange is less than dc | [13 empty] | 26: 0; 27: 72
[18 empty] | 150 | 73
|  |  | = | 1.0 otherwise | [13 empty] | 0 | 74 |  | Top Factored Flange Force, Right Side | Top Service Flange Force, Right Side
| k = | 1.12 | in | Distance from the outside face of column flange to the web toe of the flange-to-web fillet | [13 empty] | 0 | 75 |  | Bottom Factored Flange Force, Right Side | Bottom Service Flange Force, Right Side
[18 empty] | 0 | 76 | (Puf)TL = | Top Factored Flange Force, Left Side | Top Service Flange Force, Left Side
| Rn = | 63.6688 | kips | Local Web Yielding Nominal Strength | [13 empty] | 0 | 77 | (Puf)BL = | Bottom Factored Flange Force, Left Side | Bottom Service Flange Force, Left Side
| Rav = | 63.6688 | kips | Available Strength, fRn (LRFD), Rn/W (ASD) | [13 empty] | 0 | 78 | 0 | Factored Total Panel-Zone Shear Force | Service Total Panel-Zone Shear Force
[7 empty] | See Eq. 3.24 of Design Guide #4, 2nd Edition for Extended End Plates | [9 empty] | Fyc | 50 | 79 | 153.682 | kips | Total Panel-Zone Shear Force
| D) Web Crippling: Compressive Force (2005 Specification Section J10.3) | [15 empty] | Fyb | 50 | 80 | 76.841 | kips | Top Flange Force, Right Side
| f = | 0.75 | (LRFD) |  | W= | 2 | (ASD) | [11 empty] | 81 | -76.841 | kips | Bottom Flange Force, Right Side
| w = | 0.25 | in | [14 empty] | 27: 82; 29: kips; 30: Top Flange Force, Left Side
| N = | 1.375 | in | Length of Bearing |  |  |  | N/dc = | 0.10036 | < | 0.2 | [6 empty] | 27: 83; 29: kips; 30: Bottom Flange Force, Left Side
| tw = | 0.305 | in | Column Web Thickness
| dc = | 13.7 | in | Column Depth
| tf = | 0.53 | in | Column Flange Thickness
| Ct = | 0.5 | = | 0.5 if the distance from the end of the column to the closer face of the beam tension flange is less than dc/2
|  |  | = | 1.0 otherwise
| Nd = | 0.30109 | = | 3(N/dc ) if dtop > dc/2 or if dtop < dc and N/dc < 0.2
4N/dc-0.2 if dtop < dc and N/dc > 0.2
| Rn = | 66.8289 | kips | Web Crippling Nominal Strength
| Rav = | 50.1217 | kips | Available Strength, fRn (LRFD), Rn/W (ASD)
E) Web Compression Buckling: Compressive Force on Both Sides of the Column (2005 Specification Section J10.5)
| f = | 0.9 | (LRFD) |  | W= | 1.67 | (ASD)
| tw = | 0.305 | in | Column Web Thickness
| dc = | 13.7 | in | Column Depth |  |  | 0 | < |  | 6.85
| k = | 1.12 | in | Distance from the outside face of column flange to the web toe of the flange-to-web fillet
| Ct = | 0.5 | = | 0.5 if the distance from the end of the column to the closer face of the beam tension flange is less than dc/2
|  |  | = | 1.0 otherwise
| h = | 11.46 | in | Zone of column web subject to compression buckling (out-of-plane) h=dc-2k
| Rn = | 35.775 | kips | Compression Buckling Design Strength
| Rav = | 32.1975 | kips | Available Strength, fRn (LRFD), Rn/W (ASD)
III) Column Design Summary: |  |  |  |  | W14x43
A) Doubler Plates Required if Vp > Rav for Panel Zone Shear
| Total Panel Zone Shear Force, Vp = |  |  | 153.682 | kips | Panel-Zone Available Shear Strength = |  |  | 112.8195 | kips
[10 empty] | Doubler Plates are Required! | 136% of Column Capacity
B) Stiffener Plates are Required if Pf > Rav for Compression
[6 empty] | Local Web Yielding Available Strength = |  |  | 63.6688 | kips
[6 empty] | Web Crippling Available Strength = |  |  | 50.1217 | kips
| Concentrated Compression Force, Pf = |  |  |  |  | Compression Buckling Available Strength = |  |  | DNA | kips
|  |  |  | 76.841 | kips |  |  | Rav = | 50.1217 | kips
[10 empty] | Stiffener Plates are Required! | 153% of Column Capacity
C) Stiffener Plates are Required if Pf > Rav for Tension
[6 empty] | Local Flange Bending Available Strength = |  |  | 39.5016 | kips
| Concentrated Tension Force, Pf = |  |  |  |  | Local Web Yielding Available Strength = |  |  | 63.6688 | kips
|  |  |  | 76.841 | kips |  |  | Rav = | 39.5016 | kips
[10 empty] | Stiffener Plates are Required! | 195% of Column Capacity
D) Stiffener Plates are Required if tfc req'd > tfc for column flange flexural yielding
| Minimum Required Unstiffened Column Flange Thickness, tfc Req'd = |  |  |  |  | Column Flange Thickness, tf =
|  |  |  | 43.8906 | kips*ft |  |  |  | 0.53 | in
[10 empty] | Stiffener Plates are Required! | 8,281% of Column Flange Thickness
(Pf)TL =
(Pf)BL =
(Pb)L =
ML =
dm = db+tp
dm = db-tbf
tp
f
dtop =
dc/2 =
dtop =
dc/2 =
Rn =
tfc Req'd =
Ct =
Yc =
fb =
f =
Mnp =
Rn = =
Rav = =

## Instructions
Instructions for Clean Columns V13.1
1) | Verify the Assumptions
Verify that the assumptions made in the formulation of the spreadsheet apply to the design criteria at hand. It is important to ensure that the user has carefully identified the assumptions made in the analysis and has accepted them as applicable to the particular design situation at hand. Click above to review these assumptions. Further information can be found in the 2005 AISC Specification for Structural Steel Buildings, Design Guide #13, and Design Guide #4, 2nd Ed.
2) | Connection Configuration
Select whether or not a beam is connected to one side of the joint or both sides of the joint. The connection configuration affects the amount of required shear strength in the panel-zone calculations. It is conservative to select a beam connected on both sides of the column or to ignore the contribution of gravity loads. After choosing the desired option check the diagram at the top of the page to see if the situation shown matches the desired connection configuration.
If the connection occurs near the top of the column, or the top story of a frame, place a check in the box by clicking on it with the cursor. If the connection does not occur near the top of the column, remove the check in the box by clicking on it with the cursor. When the box has a check in it, a line asking for the distance from the top of the top beam flange to the column end appears. Provide this information if the connection is located near the top of the column. The smaller the distance entered the more conservative the calculations will become.
Set the connection type. The calculations in this spreadsheet for directly welded flange and flange-plated moment connections are based on Design Guide #13. The equations have been updated to comply with the 2005 Specification for Structural Steel Buildings. The only difference between the calculations for a directly welded flange and a flange-plated moment connection is the value of the moment arm used to determine the beam flange forces.
The calculations for extended end-plate moment connection are based on the Design Guide #4, 2nd Ed. The value of the moment arm used to determine the beam flange forces is significantly greater than that used for the directly welded flange connection. The column strength values for Local Flange Bending, Local Web Yielding, Web Crippling and Compression Buckling of the web are all effected by the type of connection.
After choosing the desired options check the diagram at the top of the input sheet to see if the situation shown matches the desired connection configuration.
3) | Select Beam
Select a beam from the pull down menus. The first menu lists the nominal depths of available members. Select a nominal depth by clicking on the menu box and highlighting the desired depth with the mouse. The second menu lists the sections available for the nominal depth selected. The beams are separated into flange groups, with a space between groups. Select a section by clicking on the menu box and clicking on the desired highlighted section with the mouse. The beam selected is assumed to be the same on either side of the joint if the connection configuration is set to 'Beam Connected on Both Sides' (See step #4 for Connection Configuration instructions). The asterisk shown with the designation of some sections refers to special detailing requirements set forth for these members in the AISC manuals. These sections are mainly intended for use as columns.
4) | Forces and Material Properties
Select the design methodology (LRFD or ASD) to use for design.
Enter the forces. Enter service loads for 'ASD' design and factored loads for LRFD design.
A value of zero for the column shear is conservative.
The column axial load can be taken as the average of the axial load above and below the joint.
5) | Resultant Forces
The resultant forces applied to the column at the beam flanges or flange plates are displayed.
6) | Column Design Results
The 'Column Design Results' section shows the lightest columns for each nominal depth for three cases, those that do not require stiffener plates, those that do not require doubler plates and those that require neither stiffener plates nor doubler plates. The columns are separated by nominal depths. The rows separate whether the column is the lightest section that does not require stiffener plates (without regard as to whether doubler plates are required), the lightest column that does not require doubler plates (without regard as to whether stiffener plates are required), and the lightest column that does not require either form of reinforcement.
7) | Column Calculations
In order to view the calculations for any column, click on the button labeled 'Click to Select a Column Section and View Column Strength Calculations'. Select a column section from the pull down menus and click 'OK'. This will open a new sheet and display the force transfer calculations and the column strength calculations.
8) | Instructions for Calculation Sheet
These pages display the force transfer and column strength calculations for the column chosen on the form activated on the main page. Activate the main page by clicking on one of the 'Return to Main Sheet to Change Design Parameters or Column Section' buttons. The user can change the column section or the design parameters provided on the main page. No data is entered or or changed on this sheet. It is only for the display of the calculations for a particular column section. None of the values can be changed on this sheet, only viewed and printed.

## Assumptions
Assumptions in Clean Columns V13.1
1) | Wind, Low-Seismic, and High-Seismic Applications
For the purposes of this spreadsheet, wind, low-seismic and high-seismic applications are defined as follows. Wind and low-seismic applications are those for which the structure is designed to meet the requirements in the LRFD Specification with no special seismic detailing. This includes all applications for which the structural response is intended to remain in the nominally elastic range and the response modification factor R used in determination of seismic forces, if any, is not taken greater than 3.
High-seismic applications are those for which inelastic behavior is expected in the beams or panel-zones as a means of dissipating the energy induced during strong ground motions. Such buildings are designed to meet the requirements in both the LRFD Specification and the AISC Seismic Provisions and a response modification factor R that is appropriate for the level of detailing required for the moment-frame system selected is used in the determination of seismic forces. Additionally, the moment connections used in high-seismic applications have special seismic detailing that is appropriate for the moment-frame system selected.
2) | The Parameter "N"
The variable 'N' is used to determine the strength of the column for the Local Web Yielding and Web Crippling limit states. 'N' is the vertical width over which the force from the beam flange is transferred to the column flange or to the end-plate in an extended end-plate moment connection. The value for 'N' is taken as the beam flange or flange plate thickness plus 2w. 'w' is the leg size of fillet weld or groove weld reinforcement of the weld of the beam flange or flange plate to the column flange.
3) | Effects of Composite Floor Construction
If a composite moment connection is used between the beam and column the appropriate detailing and force transfer model must be applied. In this spreadsheet, the moment from the beam-to-column connection is assumed to be transferred through equal and opposite forces in the flanges of the beam to the column flange. There is no redistribution of the forces due to compression in the concrete floor.
4) | Web Sidesway Buckling
It is assumed that lateral movement between the loaded compression flange of the column and the tension flange of the column is restrained at the point of application of the concentrated force, at the beam flange. Therefore, the Web Sidesway buckling limits state does not need to be checked.
5) | Panel Zone Behavior
For calculation purposes, the behavior of the panel-zone remains nominally within the elastic range. This assumption ignores significant post-yield panel-zone strength. At the same time, it must be realized that inelastic deformations of the panel-zone can significantly impact the strength and stability of the frame. Accordingly, a higher strength can generally be utilized as long as the effect of inelastic panel-zone deformation on frame stability is considered in the structural analysis. Therefore, it is conservative for panel-zone strength evaluation to consider the panel-zone to remain in the elastic range as this spreadsheet does.
6) | Connection Types
The calculations in this spreadsheet for directly welded flange and flange-plated moment connections are based on Design Guide #13. The equations have been updated to comply with the 2005 Specification for Structural Steel Buildings. The only difference between the calculations for a directly welded flange and a flange-plated moment connection is the value of the moment arm used to determine the beam flange forces.
The calculations for extended end-plate moment connection are based on Design Guide #4, 2nd Ed. The value of the moment arm used to determine the beam flange forces is significantly greater than that used for the directly welded flange connection. The column strength values for Local Flange Bending, Local Web Yielding, Web Crippling and Compression Buckling of the web are all effected by the type of connection.

## Beams
| MuR = | 150 | MuL = | 150 |  | PuR = | 0 | PuL = | 0
| Fy = | 50 | ksi |  |  | Vus = | 0
[9 empty] | Top | Top | Bottom | Bottom
Designation | A | d | bf | tf | k | Zx | f Mp |  | (Puf)TR | (Puf)TL | (Puf)BR | (Puf)BL | Vu | dm
| in2 | in. | in. | in. | in. | in.3 | kip-in |  | kips | kips | kips | kips | kips | in
W4x13 | 3.83 | 4.16 | 4.06 | 0.345 | 0.595 | 6.28 | 282.6 | 1 | 471.8218 | -471.8218 | -471.8218 | 471.8218 | 943.6435 | 3.815 | 319
[7 empty] | 0 | 2 | [6 empty] | 318
W5x16 | 4.71 | 5.01 | 5 | 0.36 | 0.66 | 9.63 | 433.35 | 3 | 387.0968 | -387.0968 | -387.0968 | 387.0968 | 774.1935 | 4.65 | 317
W5x19 | 5.56 | 5.15 | 5.03 | 0.43 | 0.73 | 11.6 | 522 | 4 | 381.3559 | -381.3559 | -381.3559 | 381.3559 | 762.7119 | 4.72 | 316
[7 empty] | 0 | 5 | #DIV/0! | #DIV/0! | #DIV/0! | #DIV/0! | #DIV/0! | 0 | 315
W6x8.5 | 2.51 | 5.83 | 3.94 | 0.194 | 0.444 | 5.71 | 256.95 | 6 | 319.3754 | -319.3754 | -319.3754 | 319.3754 | 638.7509 | 5.636 | 314
W6x9 | 2.68 | 5.9 | 3.94 | 0.215 | 0.465 | 6.23 | 280.35 | 7 | 316.6227 | -316.6227 | -316.6227 | 316.6227 | 633.2454 | 5.685 | 313
W6x12 | 3.55 | 6.03 | 4 | 0.28 | 0.53 | 8.3 | 373.5 | 8 | 313.0435 | -313.0435 | -313.0435 | 313.0435 | 626.087 | 5.75 | 312
W6x16 | 4.74 | 6.28 | 4.03 | 0.405 | 0.655 | 11.7 | 526.5 | 9 | 306.383 | -306.383 | -306.383 | 306.383 | 612.766 | 5.875 | 311
[7 empty] | 0 | 10 | #DIV/0! | #DIV/0! | #DIV/0! | #DIV/0! | #DIV/0! | 0 | 310
W6x15 | 4.45 | 5.99 | 5.99 | 0.26 | 0.559 | 10.8 | 486 | 11 | 314.1361 | -314.1361 | -314.1361 | 314.1361 | 628.2723 | 5.73 | 309
W6x20 | 5.89 | 6.2 | 6.02 | 0.365 | 0.664 | 15 | 675 | 12 | 308.4833 | -308.4833 | -308.4833 | 308.4833 | 616.9666 | 5.835 | 308
W6x25 | 7.36 | 6.38 | 6.08 | 0.455 | 0.754 | 19 | 855 | 13 | 303.7975 | -303.7975 | -303.7975 | 303.7975 | 607.5949 | 5.925 | 307
[7 empty] | 0 | 14 | #DIV/0! | #DIV/0! | #DIV/0! | #DIV/0! | #DIV/0! | 0 | 306
W8x10 | 2.96 | 7.89 | 3.94 | 0.205 | 0.505 | 8.87 | 399.15 | 15 | 234.2225 | -234.2225 | -234.2225 | 234.2225 | 468.445 | 7.685 | 305
W8x13 | 3.84 | 7.99 | 4 | 0.255 | 0.555 | 11.4 | 513 | 16 | 232.7085 | -232.7085 | -232.7085 | 232.7085 | 465.4169 | 7.735 | 304
W8x15 | 4.44 | 8.11 | 4.01 | 0.315 | 0.615 | 13.6 | 612 | 17 | 230.9173 | -230.9173 | -230.9173 | 230.9173 | 461.8345 | 7.795 | 303
[7 empty] | 0 | 18 | #DIV/0! | #DIV/0! | #DIV/0! | #DIV/0! | #DIV/0! | 0 | 302
W8x18 | 5.26 | 8.14 | 5.25 | 0.33 | 0.63 | 17 | 765 | 19 | 230.4738 | -230.4738 | -230.4738 | 230.4738 | 460.9475 | 7.81 | 301
W8x21 | 6.16 | 8.28 | 5.27 | 0.4 | 0.7 | 20.4 | 918 | 20 | 228.4264 | -228.4264 | -228.4264 | 228.4264 | 456.8528 | 7.88 | 300
[7 empty] | 0 | 21 | #DIV/0! | #DIV/0! | #DIV/0! | #DIV/0! | #DIV/0! | 0 | 299
W8x24 | 7.08 | 7.93 | 6.5 | 0.4 | 0.794 | 23.1 | 1039.5 | 22 | 239.0438 | -239.0438 | -239.0438 | 239.0438 | 478.0876 | 7.53 | 298
W8x28 | 8.24 | 8.06 | 6.54 | 0.465 | 0.859 | 27.2 | 1224 | 23 | 236.998 | -236.998 | -236.998 | 236.998 | 473.9961 | 7.595 | 297
[7 empty] | 0 | 24 | #DIV/0! | #DIV/0! | #DIV/0! | #DIV/0! | #DIV/0! | 0 | 296
W8x31 | 9.12 | 8 | 8 | 0.435 | 0.829 | 30.4 | 1368 | 25 | 237.9379 | -237.9379 | -237.9379 | 237.9379 | 475.8757 | 7.565 | 295
W8x35 | 10.3 | 8.12 | 8.02 | 0.495 | 0.889 | 34.7 | 1561.5 | 26 | 236.0656 | -236.0656 | -236.0656 | 236.0656 | 472.1311 | 7.625 | 294
W8x40 | 11.7 | 8.25 | 8.07 | 0.56 | 0.954 | 39.8 | 1791 | 27 | 234.0702 | -234.0702 | -234.0702 | 234.0702 | 468.1404 | 7.69 | 293
W8x48 | 14.1 | 8.5 | 8.11 | 0.685 | 1.08 | 49 | 2205 | 28 | 230.3263 | -230.3263 | -230.3263 | 230.3263 | 460.6526 | 7.815 | 292
W8x58 | 17.1 | 8.75 | 8.22 | 0.81 | 1.2 | 59.8 | 2691 | 29 | 226.7003 | -226.7003 | -226.7003 | 226.7003 | 453.4005 | 7.94 | 291
W8x67 | 19.7 | 9 | 8.28 | 0.935 | 1.33 | 70.1 | 3154.5 | 30 | 223.1866 | -223.1866 | -223.1866 | 223.1866 | 446.3732 | 8.065 | 290
[7 empty] | 0 | 31 | #DIV/0! | #DIV/0! | #DIV/0! | #DIV/0! | #DIV/0! | 0 | 289
W10x12 | 3.54 | 9.87 | 3.96 | 0.21 | 0.51 | 12.6 | 567 | 32 | 186.3354 | -186.3354 | -186.3354 | 186.3354 | 372.6708 | 9.66 | 288
W10x15 | 4.41 | 9.99 | 4 | 0.27 | 0.57 | 16 | 720 | 33 | 185.1852 | -185.1852 | -185.1852 | 185.1852 | 370.3704 | 9.72 | 287
W10x17 | 4.99 | 10.1 | 4.01 | 0.33 | 0.63 | 18.7 | 841.5 | 34 | 184.2375 | -184.2375 | -184.2375 | 184.2375 | 368.4749 | 9.77 | 286
W10x19 | 5.62 | 10.2 | 4.02 | 0.395 | 0.695 | 21.6 | 972 | 35 | 183.5798 | -183.5798 | -183.5798 | 183.5798 | 367.1596 | 9.805 | 285
[7 empty] | 0 | 36 | #DIV/0! | #DIV/0! | #DIV/0! | #DIV/0! | #DIV/0! | 0 | 284
W10x22 | 6.49 | 10.2 | 5.75 | 0.36 | 0.66 | 26 | 1170 | 37 | 182.9268 | -182.9268 | -182.9268 | 182.9268 | 365.8537 | 9.84 | 283
W10x26 | 7.61 | 10.3 | 5.77 | 0.44 | 0.74 | 31.3 | 1408.5 | 38 | 182.5558 | -182.5558 | -182.5558 | 182.5558 | 365.1116 | 9.86 | 282
W10x30 | 8.84 | 10.5 | 5.81 | 0.51 | 0.81 | 36.6 | 1647 | 39 | 180.1802 | -180.1802 | -180.1802 | 180.1802 | 360.3604 | 9.99 | 281
[7 empty] | 0 | 40 | #DIV/0! | #DIV/0! | #DIV/0! | #DIV/0! | #DIV/0! | 0 | 280
W10x33 | 9.71 | 9.73 | 7.96 | 0.435 | 0.935 | 38.8 | 1746 | 41 | 193.6525 | -193.6525 | -193.6525 | 193.6525 | 387.305 | 9.295 | 279
W10x39 | 11.5 | 9.92 | 7.99 | 0.53 | 1.03 | 46.8 | 2106 | 42 | 191.6933 | -191.6933 | -191.6933 | 191.6933 | 383.3866 | 9.39 | 278
W10x45 | 13.3 | 10.1 | 8.02 | 0.62 | 1.12 | 54.9 | 2470.5 | 43 | 189.8734 | -189.8734 | -189.8734 | 189.8734 | 379.7468 | 9.48 | 277
[7 empty] | 0 | 44 | #DIV/0! | #DIV/0! | #DIV/0! | #DIV/0! | #DIV/0! | 0 | 276
W10x49 | 14.4 | 9.98 | 10 | 0.56 | 1.06 | 60.4 | 2718 | 45 | 191.0828 | -191.0828 | -191.0828 | 191.0828 | 382.1656 | 9.42 | 275
W10x54 | 15.8 | 10.1 | 10 | 0.615 | 1.12 | 66.6 | 2997 | 46 | 189.7733 | -189.7733 | -189.7733 | 189.7733 | 379.5467 | 9.485 | 274
W10x60 | 17.6 | 10.2 | 10.1 | 0.68 | 1.18 | 74.6 | 3357 | 47 | 189.0756 | -189.0756 | -189.0756 | 189.0756 | 378.1513 | 9.52 | 273
W10x68 | 20 | 10.4 | 10.1 | 0.77 | 1.27 | 85.3 | 3838.5 | 48 | 186.9159 | -186.9159 | -186.9159 | 186.9159 | 373.8318 | 9.63 | 272
W10x77 | 22.6 | 10.6 | 10.2 | 0.87 | 1.37 | 97.6 | 4392 | 49 | 184.9949 | -184.9949 | -184.9949 | 184.9949 | 369.9897 | 9.73 | 271
W10x88 | 25.9 | 10.8 | 10.3 | 0.99 | 1.49 | 113 | 5085 | 50 | 183.4862 | -183.4862 | -183.4862 | 183.4862 | 366.9725 | 9.81 | 270
W10x100 | 29.4 | 11.1 | 10.3 | 1.12 | 1.62 | 130 | 5850 | 51 | 180.3607 | -180.3607 | -180.3607 | 180.3607 | 360.7214 | 9.98 | 269
W10x112 | 32.9 | 11.4 | 10.4 | 1.25 | 1.75 | 147 | 6615 | 52 | 177.3399 | -177.3399 | -177.3399 | 177.3399 | 354.6798 | 10.15 | 268
[7 empty] | 0 | 53 | #DIV/0! | #DIV/0! | #DIV/0! | #DIV/0! | #DIV/0! | 0 | 267
W12x14 | 4.16 | 11.9 | 3.97 | 0.225 | 0.525 | 17.4 | 783 | 54 | 154.1756 | -154.1756 | -154.1756 | 154.1756 | 308.3512 | 11.675 | 266
W12x16 | 4.71 | 12 | 3.99 | 0.265 | 0.565 | 20.1 | 904.5 | 55 | 153.3873 | -153.3873 | -153.3873 | 153.3873 | 306.7746 | 11.735 | 265
W12x19 | 5.57 | 12.2 | 4.01 | 0.35 | 0.65 | 24.7 | 1111.5 | 56 | 151.8987 | -151.8987 | -151.8987 | 151.8987 | 303.7975 | 11.85 | 264
W12x22 | 6.48 | 12.3 | 4.03 | 0.425 | 0.725 | 29.3 | 1318.5 | 57 | 151.5789 | -151.5789 | -151.5789 | 151.5789 | 303.1579 | 11.875 | 263
[7 empty] | 0 | 58 | #DIV/0! | #DIV/0! | #DIV/0! | #DIV/0! | #DIV/0! | 0 | 262
W12x26 | 7.65 | 12.2 | 6.49 | 0.38 | 0.68 | 37.2 | 1674 | 59 | 152.2843 | -152.2843 | -152.2843 | 152.2843 | 304.5685 | 11.82 | 261
W12x30 | 8.79 | 12.3 | 6.52 | 0.44 | 0.74 | 43.1 | 1939.5 | 60 | 151.7707 | -151.7707 | -151.7707 | 151.7707 | 303.5413 | 11.86 | 260
W12x35 | 10.3 | 12.5 | 6.56 | 0.52 | 0.82 | 51.2 | 2304 | 61 | 150.2504 | -150.2504 | -150.2504 | 150.2504 | 300.5008 | 11.98 | 259
[7 empty] | 0 | 62 | #DIV/0! | #DIV/0! | #DIV/0! | #DIV/0! | #DIV/0! | 0 | 258
W12x40 | 11.7 | 11.9 | 8.01 | 0.515 | 1.02 | 57 | 2565 | 63 | 158.1028 | -158.1028 | -158.1028 | 158.1028 | 316.2055 | 11.385 | 257
W12x45 | 13.1 | 12.1 | 8.05 | 0.575 | 1.08 | 64.2 | 2889 | 64 | 156.1822 | -156.1822 | -156.1822 | 156.1822 | 312.3644 | 11.525 | 256
W12x50 | 14.6 | 12.2 | 8.08 | 0.64 | 1.14 | 71.9 | 3235.5 | 65 | 155.7093 | -155.7093 | -155.7093 | 155.7093 | 311.4187 | 11.56 | 255
[7 empty] | 0 | 66 | #DIV/0! | #DIV/0! | #DIV/0! | #DIV/0! | #DIV/0! | 0 | 254
W12x53 | 15.6 | 12.1 | 9.99 | 0.575 | 1.17 | 77.9 | 3505.5 | 67 | 156.1822 | -156.1822 | -156.1822 | 156.1822 | 312.3644 | 11.525 | 253
W12x58 | 17 | 12.2 | 10 | 0.64 | 1.24 | 86.4 | 3888 | 68 | 155.7093 | -155.7093 | -155.7093 | 155.7093 | 311.4187 | 11.56 | 252
[7 empty] | 0 | 69 | #DIV/0! | #DIV/0! | #DIV/0! | #DIV/0! | #DIV/0! | 0 | 251
W12x65 | 19.1 | 12.1 | 12 | 0.605 | 1.2 | 96.8 | 4356 | 70 | 156.5898 | -156.5898 | -156.5898 | 156.5898 | 313.1796 | 11.495 | 250
W12x72 | 21.1 | 12.3 | 12 | 0.67 | 1.27 | 108 | 4860 | 71 | 154.7721 | -154.7721 | -154.7721 | 154.7721 | 309.5443 | 11.63 | 249
W12x79 | 23.2 | 12.4 | 12.1 | 0.735 | 1.33 | 119 | 5355 | 72 | 154.3078 | -154.3078 | -154.3078 | 154.3078 | 308.6155 | 11.665 | 248
W12x87 | 25.6 | 12.5 | 12.1 | 0.81 | 1.41 | 132 | 5940 | 73 | 153.9778 | -153.9778 | -153.9778 | 153.9778 | 307.9555 | 11.69 | 247
W12x96 | 28.2 | 12.7 | 12.2 | 0.9 | 1.5 | 147 | 6615 | 74 | 152.5424 | -152.5424 | -152.5424 | 152.5424 | 305.0847 | 11.8 | 246
W12x106 | 31.2 | 12.9 | 12.2 | 0.99 | 1.59 | 164 | 7380 | 75 | 151.1335 | -151.1335 | -151.1335 | 151.1335 | 302.267 | 11.91 | 245
W12x120 | 35.3 | 13.1 | 12.3 | 1.11 | 1.7 | 186 | 8370 | 76 | 150.1251 | -150.1251 | -150.1251 | 150.1251 | 300.2502 | 11.99 | 244
W12x136 | 39.9 | 13.4 | 12.4 | 1.25 | 1.85 | 214 | 9630 | 77 | 148.1481 | -148.1481 | -148.1481 | 148.1481 | 296.2963 | 12.15 | 243
W12x152 | 44.7 | 13.7 | 12.5 | 1.4 | 2 | 243 | 10935 | 78 | 146.3415 | -146.3415 | -146.3415 | 146.3415 | 292.6829 | 12.3 | 242
W12x170 | 50 | 14 | 12.6 | 1.56 | 2.16 | 275 | 12375 | 79 | 144.6945 | -144.6945 | -144.6945 | 144.6945 | 289.3891 | 12.44 | 241
W12x190 | 55.8 | 14.4 | 12.7 | 1.74 | 2.33 | 311 | 13995 | 80 | 142.1801 | -142.1801 | -142.1801 | 142.1801 | 284.3602 | 12.66 | 240
W12x210* | 61.8 | 14.7 | 12.8 | 1.9 | 2.5 | 348 | 15660 | 81 | 140.625 | -140.625 | -140.625 | 140.625 | 281.25 | 12.8 | 239
W12x230* | 67.7 | 15.1 | 12.9 | 2.07 | 2.67 | 386 | 17370 | 82 | 138.1427 | -138.1427 | -138.1427 | 138.1427 | 276.2855 | 13.03 | 238
W12x252* | 74 | 15.4 | 13 | 2.25 | 2.85 | 428 | 19260 | 83 | 136.8821 | -136.8821 | -136.8821 | 136.8821 | 273.7643 | 13.15 | 237
W12x279* | 81.9 | 15.9 | 13.1 | 2.47 | 3.07 | 481 | 21645 | 84 | 134.0283 | -134.0283 | -134.0283 | 134.0283 | 268.0566 | 13.43 | 236
W12x305* | 89.6 | 16.3 | 13.2 | 2.71 | 3.3 | 537 | 24165 | 85 | 132.4503 | -132.4503 | -132.4503 | 132.4503 | 264.9007 | 13.59 | 235
W12x336* | 98.8 | 16.8 | 13.4 | 2.96 | 3.55 | 603 | 27135 | 86 | 130.0578 | -130.0578 | -130.0578 | 130.0578 | 260.1156 | 13.84 | 234
[7 empty] | 0 | 87 | #DIV/0! | #DIV/0! | #DIV/0! | #DIV/0! | #DIV/0! | 0 | 233
W14x22 | 6.49 | 13.7 | 5 | 0.335 | 0.735 | 33.2 | 1494 | 88 | 134.6801 | -134.6801 | -134.6801 | 134.6801 | 269.3603 | 13.365 | 232
W14x26 | 7.69 | 13.9 | 5.03 | 0.42 | 0.82 | 40.2 | 1809 | 89 | 133.5312 | -133.5312 | -133.5312 | 133.5312 | 267.0623 | 13.48 | 231
[7 empty] | 0 | 90 | #DIV/0! | #DIV/0! | #DIV/0! | #DIV/0! | #DIV/0! | 0 | 230
W14x30 | 8.85 | 13.8 | 6.73 | 0.385 | 0.785 | 47.3 | 2128.5 | 91 | 134.1782 | -134.1782 | -134.1782 | 134.1782 | 268.3563 | 13.415 | 229
W14x34 | 10 | 14 | 6.75 | 0.455 | 0.855 | 54.6 | 2457 | 92 | 132.8904 | -132.8904 | -132.8904 | 132.8904 | 265.7807 | 13.545 | 228
W14x38 | 11.2 | 14.1 | 6.77 | 0.515 | 0.915 | 61.5 | 2767.5 | 93 | 132.4991 | -132.4991 | -132.4991 | 132.4991 | 264.9982 | 13.585 | 227
[7 empty] | 0 | 94 | #DIV/0! | #DIV/0! | #DIV/0! | #DIV/0! | #DIV/0! | 0 | 226
W14x43 | 12.6 | 13.7 | 8 | 0.53 | 1.12 | 69.6 | 3132 | 95 | 136.6743 | -136.6743 | -136.6743 | 136.6743 | 273.3485 | 13.17 | 225
W14x48 | 14.1 | 13.8 | 8.03 | 0.595 | 1.19 | 78.4 | 3528 | 96 | 136.312 | -136.312 | -136.312 | 136.312 | 272.624 | 13.205 | 224
W14x53 | 15.6 | 13.9 | 8.06 | 0.66 | 1.25 | 87.1 | 3919.5 | 97 | 135.9517 | -135.9517 | -135.9517 | 135.9517 | 271.9033 | 13.24 | 223
[7 empty] | 0 | 98 | #DIV/0! | #DIV/0! | #DIV/0! | #DIV/0! | #DIV/0! | 0 | 222
W14x61 | 17.9 | 13.9 | 9.99 | 0.645 | 1.24 | 102 | 4590 | 99 | 135.7978 | -135.7978 | -135.7978 | 135.7978 | 271.5956 | 13.255 | 221
W14x68 | 20 | 14 | 10 | 0.72 | 1.31 | 115 | 5175 | 100 | 135.5422 | -135.5422 | -135.5422 | 135.5422 | 271.0843 | 13.28 | 220
W14x74 | 21.8 | 14.2 | 10.1 | 0.785 | 1.38 | 126 | 5670 | 101 | 134.1782 | -134.1782 | -134.1782 | 134.1782 | 268.3563 | 13.415 | 219
W14x82 | 24 | 14.3 | 10.1 | 0.855 | 1.45 | 139 | 6255 | 102 | 133.8788 | -133.8788 | -133.8788 | 133.8788 | 267.7575 | 13.445 | 218
[7 empty] | 0 | 103 | #DIV/0! | #DIV/0! | #DIV/0! | #DIV/0! | #DIV/0! | 0 | 217
W14x90 | 26.5 | 14 | 14.5 | 0.71 | 1.31 | 157 | 7065 | 104 | 135.4402 | -135.4402 | -135.4402 | 135.4402 | 270.8804 | 13.29 | 216
W14x99 | 29.1 | 14.2 | 14.6 | 0.78 | 1.38 | 173 | 7785 | 105 | 134.1282 | -134.1282 | -134.1282 | 134.1282 | 268.2563 | 13.42 | 215
W14x109 | 32 | 14.3 | 14.6 | 0.86 | 1.46 | 192 | 8640 | 106 | 133.9286 | -133.9286 | -133.9286 | 133.9286 | 267.8571 | 13.44 | 214
W14x120 | 35.3 | 14.5 | 14.7 | 0.94 | 1.54 | 212 | 9540 | 107 | 132.7434 | -132.7434 | -132.7434 | 132.7434 | 265.4867 | 13.56 | 213
W14x132 | 38.8 | 14.7 | 14.7 | 1.03 | 1.63 | 234 | 10530 | 108 | 131.6752 | -131.6752 | -131.6752 | 131.6752 | 263.3504 | 13.67 | 212
[7 empty] | 0 | 109 | #DIV/0! | #DIV/0! | #DIV/0! | #DIV/0! | #DIV/0! | 0 | 211
W14x145 | 42.7 | 14.8 | 15.5 | 1.09 | 1.69 | 260 | 11700 | 110 | 131.291 | -131.291 | -131.291 | 131.291 | 262.5821 | 13.71 | 210
W14x159 | 46.7 | 15 | 15.6 | 1.19 | 1.79 | 287 | 12915 | 111 | 130.3403 | -130.3403 | -130.3403 | 130.3403 | 260.6807 | 13.81 | 209
W14x176 | 51.8 | 15.2 | 15.7 | 1.31 | 1.91 | 320 | 14400 | 112 | 129.5896 | -129.5896 | -129.5896 | 129.5896 | 259.1793 | 13.89 | 208
W14x193 | 56.8 | 15.5 | 15.7 | 1.44 | 2.04 | 355 | 15975 | 113 | 128.0228 | -128.0228 | -128.0228 | 128.0228 | 256.0455 | 14.06 | 207
W14x211 | 62 | 15.7 | 15.8 | 1.56 | 2.16 | 390 | 17550 | 114 | 127.2984 | -127.2984 | -127.2984 | 127.2984 | 254.5969 | 14.14 | 206
W14x233* | 68.5 | 16 | 15.9 | 1.72 | 2.32 | 436 | 19620 | 115 | 126.0504 | -126.0504 | -126.0504 | 126.0504 | 252.1008 | 14.28 | 205
W14x257* | 75.6 | 16.4 | 16 | 1.89 | 2.49 | 487 | 21915 | 116 | 124.0524 | -124.0524 | -124.0524 | 124.0524 | 248.1048 | 14.51 | 204
W14x283* | 83.3 | 16.7 | 16.1 | 2.07 | 2.67 | 542 | 24390 | 117 | 123.0349 | -123.0349 | -123.0349 | 123.0349 | 246.0697 | 14.63 | 203
W14x311* | 91.4 | 17.1 | 16.2 | 2.26 | 2.86 | 603 | 27135 | 118 | 121.2938 | -121.2938 | -121.2938 | 121.2938 | 242.5876 | 14.84 | 202
W14x342* | 101 | 17.5 | 16.4 | 2.47 | 3.07 | 672 | 30240 | 119 | 119.7605 | -119.7605 | -119.7605 | 119.7605 | 239.521 | 15.03 | 201
W14x370* | 109 | 17.9 | 16.5 | 2.66 | 3.26 | 736 | 33120 | 120 | 118.1102 | -118.1102 | -118.1102 | 118.1102 | 236.2205 | 15.24 | 200
W14x398* | 117 | 18.3 | 16.6 | 2.85 | 3.44 | 801 | 36045 | 121 | 116.5049 | -116.5049 | -116.5049 | 116.5049 | 233.0097 | 15.45 | 199
W14x426* | 125 | 18.7 | 16.7 | 3.04 | 3.63 | 869 | 39105 | 122 | 114.9425 | -114.9425 | -114.9425 | 114.9425 | 229.8851 | 15.66 | 198
[7 empty] | 0 | 123 | #DIV/0! | #DIV/0! | #DIV/0! | #DIV/0! | #DIV/0! | 0 | 197
W14x455* | 134 | 19 | 16.8 | 3.21 | 3.81 | 936 | 42120 | 124 | 113.9962 | -113.9962 | -113.9962 | 113.9962 | 227.9924 | 15.79 | 196
W14x500* | 147 | 19.6 | 17 | 3.5 | 4.1 | 1050 | 47250 | 125 | 111.8012 | -111.8012 | -111.8012 | 111.8012 | 223.6025 | 16.1 | 195
W14x550* | 162 | 20.2 | 17.2 | 3.82 | 4.42 | 1180 | 53100 | 126 | 109.8901 | -109.8901 | -109.8901 | 109.8901 | 219.7802 | 16.38 | 194
W14x605* | 178 | 20.9 | 17.4 | 4.16 | 4.76 | 1320 | 59400 | 127 | 107.5269 | -107.5269 | -107.5269 | 107.5269 | 215.0538 | 16.74 | 193
W14x665* | 196 | 21.6 | 17.7 | 4.52 | 5.12 | 1480 | 66600 | 128 | 105.3864 | -105.3864 | -105.3864 | 105.3864 | 210.7728 | 17.08 | 192
W14x730* | 215 | 22.4 | 17.9 | 4.91 | 5.51 | 1660 | 74700 | 129 | 102.916 | -102.916 | -102.916 | 102.916 | 205.8319 | 17.49 | 191
W14x808* | 237 | 22.8 | 18.6 | 5.12 | 5.72 | 1830 | 82350 | 130 | 101.81 | -101.81 | -101.81 | 101.81 | 203.6199 | 17.68 | 190
[7 empty] | 0 | 131 | #DIV/0! | #DIV/0! | #DIV/0! | #DIV/0! | #DIV/0! | 0 | 189
W16x26 | 7.68 | 15.7 | 5.5 | 0.345 | 0.747 | 44.2 | 1989 | 132 | 117.2257 | -117.2257 | -117.2257 | 117.2257 | 234.4513 | 15.355 | 188
W16x31 | 9.13 | 15.9 | 5.53 | 0.44 | 0.842 | 54 | 2430 | 133 | 116.4295 | -116.4295 | -116.4295 | 116.4295 | 232.859 | 15.46 | 187
[7 empty] | 0 | 134 | #DIV/0! | #DIV/0! | #DIV/0! | #DIV/0! | #DIV/0! | 0 | 186
W16x36 | 10.6 | 15.9 | 6.99 | 0.43 | 0.832 | 64 | 2880 | 135 | 116.3542 | -116.3542 | -116.3542 | 116.3542 | 232.7085 | 15.47 | 185
W16x40 | 11.8 | 16 | 7 | 0.505 | 0.907 | 73 | 3285 | 136 | 116.1665 | -116.1665 | -116.1665 | 116.1665 | 232.333 | 15.495 | 184
W16x45 | 13.3 | 16.1 | 7.04 | 0.565 | 0.967 | 82.3 | 3703.5 | 137 | 115.8674 | -115.8674 | -115.8674 | 115.8674 | 231.7348 | 15.535 | 183
W16x50 | 14.7 | 16.3 | 7.07 | 0.63 | 1.03 | 92 | 4140 | 138 | 114.8692 | -114.8692 | -114.8692 | 114.8692 | 229.7384 | 15.67 | 182
W16x57 | 16.8 | 16.4 | 7.12 | 0.715 | 1.12 | 105 | 4725 | 139 | 114.7593 | -114.7593 | -114.7593 | 114.7593 | 229.5186 | 15.685 | 181
[7 empty] | 0 | 140 | #DIV/0! | #DIV/0! | #DIV/0! | #DIV/0! | #DIV/0! | 0 | 180
W16x67 | 20 | 16.3 | 10.2 | 0.665 | 1.37 | 132 | 5940 | 141 | 115.1263 | -115.1263 | -115.1263 | 115.1263 | 230.2526 | 15.635 | 179
W16x77 | 22.9 | 16.5 | 10.3 | 0.76 | 1.47 | 152 | 6840 | 142 | 114.3583 | -114.3583 | -114.3583 | 114.3583 | 228.7166 | 15.74 | 178
W16x89 | 26.4 | 16.8 | 10.4 | 0.875 | 1.58 | 177 | 7965 | 143 | 113.0298 | -113.0298 | -113.0298 | 113.0298 | 226.0597 | 15.925 | 177
W16x100 | 29.7 | 17 | 10.4 | 0.985 | 1.69 | 200 | 9000 | 144 | 112.3946 | -112.3946 | -112.3946 | 112.3946 | 224.7893 | 16.015 | 176
[7 empty] | 0 | 145 | #DIV/0! | #DIV/0! | #DIV/0! | #DIV/0! | #DIV/0! | 0 | 175
W18x35 | 10.3 | 17.7 | 6 | 0.425 | 0.827 | 66.5 | 2992.5 | 146 | 104.1968 | -104.1968 | -104.1968 | 104.1968 | 208.3936 | 17.275 | 174
W18x40 | 11.8 | 17.9 | 6.02 | 0.525 | 0.927 | 78.4 | 3528 | 147 | 103.5971 | -103.5971 | -103.5971 | 103.5971 | 207.1942 | 17.375 | 173
W18x46 | 13.5 | 18.1 | 6.06 | 0.605 | 1.01 | 90.7 | 4081.5 | 148 | 102.8865 | -102.8865 | -102.8865 | 102.8865 | 205.7731 | 17.495 | 172
[7 empty] | 0 | 149 | #DIV/0! | #DIV/0! | #DIV/0! | #DIV/0! | #DIV/0! | 0 | 171
W18x50 | 14.7 | 18 | 7.5 | 0.57 | 0.972 | 101 | 4545 | 150 | 103.2702 | -103.2702 | -103.2702 | 103.2702 | 206.5404 | 17.43 | 170
W18x55 | 16.2 | 18.1 | 7.53 | 0.63 | 1.03 | 112 | 5040 | 151 | 103.0338 | -103.0338 | -103.0338 | 103.0338 | 206.0675 | 17.47 | 169
W18x60 | 17.6 | 18.2 | 7.56 | 0.695 | 1.1 | 123 | 5535 | 152 | 102.8278 | -102.8278 | -102.8278 | 102.8278 | 205.6555 | 17.505 | 168
W18x65 | 19.1 | 18.4 | 7.59 | 0.75 | 1.15 | 133 | 5985 | 153 | 101.983 | -101.983 | -101.983 | 101.983 | 203.966 | 17.65 | 167
W18x71 | 20.8 | 18.5 | 7.64 | 0.81 | 1.21 | 146 | 6570 | 154 | 101.7524 | -101.7524 | -101.7524 | 101.7524 | 203.5048 | 17.69 | 166
[7 empty] | 0 | 155 | #DIV/0! | #DIV/0! | #DIV/0! | #DIV/0! | #DIV/0! | 0 | 165
W18x76 | 22.3 | 18.2 | 11 | 0.68 | 1.08 | 163 | 7335 | 156 | 102.7397 | -102.7397 | -102.7397 | 102.7397 | 205.4795 | 17.52 | 164
W18x86 | 25.3 | 18.4 | 11.1 | 0.77 | 1.17 | 186 | 8370 | 157 | 102.0987 | -102.0987 | -102.0987 | 102.0987 | 204.1974 | 17.63 | 163
W18x97 | 28.5 | 18.6 | 11.1 | 0.87 | 1.27 | 211 | 9495 | 158 | 101.5228 | -101.5228 | -101.5228 | 101.5228 | 203.0457 | 17.73 | 162
W18x106 | 31.1 | 18.7 | 11.2 | 0.94 | 1.34 | 230 | 10350 | 159 | 101.3514 | -101.3514 | -101.3514 | 101.3514 | 202.7027 | 17.76 | 161
W18x119 | 35.1 | 19 | 11.3 | 1.06 | 1.46 | 262 | 11790 | 160 | 100.3344 | -100.3344 | -100.3344 | 100.3344 | 200.6689 | 17.94 | 160
W18x130 | 38.2 | 19.3 | 11.2 | 1.2 | 1.6 | 290 | 13050 | 161 | 99.4475 | -99.4475 | -99.4475 | 99.4475 | 198.895 | 18.1 | 159
W18x143 | 42.1 | 19.5 | 11.2 | 1.32 | 1.72 | 322 | 14490 | 162 | 99.0099 | -99.0099 | -99.0099 | 99.0099 | 198.0198 | 18.18 | 158
W18x158 | 46.3 | 19.7 | 11.3 | 1.44 | 1.84 | 356 | 16020 | 163 | 98.5761 | -98.5761 | -98.5761 | 98.5761 | 197.1522 | 18.26 | 157
W18x175 | 51.3 | 20 | 11.4 | 1.59 | 1.99 | 398 | 17910 | 164 | 97.7729 | -97.7729 | -97.7729 | 97.7729 | 195.5459 | 18.41 | 156
W18 x 192 | 56.7 | 20.35 | 11.455 | 1.75 | 2.272 | 445 | 20025 | 165 | 96.7742 | -96.7742 | -96.7742 | 96.7742 | 193.5484 | 18.6 | 155
W18x211* | 62.4 | 20.67 | 11.555 | 1.91 | 2.432 | 493 | 22185 | 166 | 95.9488 | -95.9488 | -95.9488 | 95.9488 | 191.8977 | 18.76 | 154
W18x234* | 69.1 | 21.06 | 11.65 | 2.11 | 2.632 | 551 | 24795 | 167 | 94.9868 | -94.9868 | -94.9868 | 94.9868 | 189.9736 | 18.95 | 153
W18x258* | 76.1 | 21.46 | 11.77 | 2.3 | 2.822 | 613 | 27585 | 168 | 93.9457 | -93.9457 | -93.9457 | 93.9457 | 187.8914 | 19.16 | 152
W18x283* | 83.4 | 21.85 | 11.89 | 2.5 | 3.022 | 677 | 30465 | 169 | 93.0233 | -93.0233 | -93.0233 | 93.0233 | 186.0465 | 19.35 | 151
W18x311* | 91.8 | 22.32 | 12.005 | 2.74 | 3.262 | 755 | 33975 | 170 | 91.9305 | -91.9305 | -91.9305 | 91.9305 | 183.8611 | 19.58 | 150
[7 empty] | 0 | 171 | #DIV/0! | #DIV/0! | #DIV/0! | #DIV/0! | #DIV/0! | 0 | 149
W21x44 | 13 | 20.7 | 6.5 | 0.45 | 0.95 | 95.4 | 4293 | 172 | 88.8889 | -88.8889 | -88.8889 | 88.8889 | 177.7778 | 20.25 | 148
W21x50 | 14.7 | 20.8 | 6.53 | 0.535 | 1.04 | 110 | 4950 | 173 | 88.8231 | -88.8231 | -88.8231 | 88.8231 | 177.6462 | 20.265 | 147
W21x57 | 16.7 | 21.1 | 6.56 | 0.65 | 1.15 | 129 | 5805 | 174 | 88.0196 | -88.0196 | -88.0196 | 88.0196 | 176.0391 | 20.45 | 146
[7 empty] | 0 | 175 | #DIV/0! | #DIV/0! | #DIV/0! | #DIV/0! | #DIV/0! | 0 | 145
W21x48 | 14.1 | 20.6 | 8.14 | 0.43 | 0.93 | 107 | 4815 | 176 | 89.2414 | -89.2414 | -89.2414 | 89.2414 | 178.4829 | 20.17 | 144
W21x55 | 16.2 | 20.8 | 8.22 | 0.522 | 1.02 | 126 | 5670 | 177 | 88.7662 | -88.7662 | -88.7662 | 88.7662 | 177.5323 | 20.278 | 143
W21x62 | 18.3 | 21 | 8.24 | 0.615 | 1.12 | 144 | 6480 | 178 | 88.3002 | -88.3002 | -88.3002 | 88.3002 | 176.6004 | 20.385 | 142
W21x68 | 20 | 21.1 | 8.27 | 0.685 | 1.19 | 160 | 7200 | 179 | 88.1705 | -88.1705 | -88.1705 | 88.1705 | 176.3409 | 20.415 | 141
W21x73 | 21.5 | 21.2 | 8.3 | 0.74 | 1.24 | 172 | 7740 | 180 | 87.9765 | -87.9765 | -87.9765 | 87.9765 | 175.9531 | 20.46 | 140
W21x83 | 24.3 | 21.4 | 8.36 | 0.835 | 1.34 | 196 | 8820 | 181 | 87.5274 | -87.5274 | -87.5274 | 87.5274 | 175.0547 | 20.565 | 139
W21x93 | 27.3 | 21.6 | 8.42 | 0.93 | 1.43 | 221 | 9945 | 182 | 87.0827 | -87.0827 | -87.0827 | 87.0827 | 174.1655 | 20.67 | 138
[7 empty] | 0 | 183 | #DIV/0! | #DIV/0! | #DIV/0! | #DIV/0! | #DIV/0! | 0 | 137
W21x101 | 29.8 | 21.4 | 12.3 | 0.8 | 1.3 | 253 | 11385 | 184 | 87.3786 | -87.3786 | -87.3786 | 87.3786 | 174.7573 | 20.6 | 136
W21x111 | 32.7 | 21.5 | 12.3 | 0.875 | 1.38 | 279 | 12555 | 185 | 87.2727 | -87.2727 | -87.2727 | 87.2727 | 174.5455 | 20.625 | 135
W21x122 | 35.9 | 21.7 | 12.4 | 0.96 | 1.46 | 307 | 13815 | 186 | 86.7888 | -86.7888 | -86.7888 | 86.7888 | 173.5776 | 20.74 | 134
W21x132 | 38.8 | 21.8 | 12.4 | 1.03 | 1.54 | 333 | 14985 | 187 | 86.6635 | -86.6635 | -86.6635 | 86.6635 | 173.3269 | 20.77 | 133
W21x147 | 43.2 | 22.1 | 12.5 | 1.15 | 1.65 | 373 | 16785 | 188 | 85.9189 | -85.9189 | -85.9189 | 85.9189 | 171.8377 | 20.95 | 132
W21x166 | 48.8 | 22.5 | 12.4 | 1.36 | 1.86 | 432 | 19440 | 189 | 85.1466 | -85.1466 | -85.1466 | 85.1466 | 170.2933 | 21.14 | 131
W21x182 | 53.6 | 22.7 | 12.5 | 1.48 | 1.98 | 476 | 21420 | 190 | 84.8256 | -84.8256 | -84.8256 | 84.8256 | 169.6513 | 21.22 | 130
W21x201 | 59.2 | 23 | 12.6 | 1.63 | 2.13 | 530 | 23850 | 191 | 84.2302 | -84.2302 | -84.2302 | 84.2302 | 168.4605 | 21.37 | 129
[7 empty] | 0 | 192 | #DIV/0! | #DIV/0! | #DIV/0! | #DIV/0! | #DIV/0! | 0 | 128
W24x55 | 16.3 | 23.6 | 7.01 | 0.505 | 1.11 | 135 | 6075 | 193 | 77.9389 | -77.9389 | -77.9389 | 77.9389 | 155.8779 | 23.095 | 127
W24x62 | 18.3 | 23.7 | 7.04 | 0.59 | 1.19 | 154 | 6930 | 194 | 77.8884 | -77.8884 | -77.8884 | 77.8884 | 155.7767 | 23.11 | 126
[7 empty] | 0 | 195 | #DIV/0! | #DIV/0! | #DIV/0! | #DIV/0! | #DIV/0! | 0 | 125
W24x68 | 20.1 | 23.7 | 8.97 | 0.585 | 1.09 | 177 | 7965 | 196 | 77.8715 | -77.8715 | -77.8715 | 77.8715 | 155.743 | 23.115 | 124
W24x76 | 22.4 | 23.9 | 8.99 | 0.68 | 1.18 | 200 | 9000 | 197 | 77.5194 | -77.5194 | -77.5194 | 77.5194 | 155.0388 | 23.22 | 123
W24x84 | 24.7 | 24.1 | 9.02 | 0.77 | 1.27 | 224 | 10080 | 198 | 77.1539 | -77.1539 | -77.1539 | 77.1539 | 154.3078 | 23.33 | 122
W24x94 | 27.7 | 24.3 | 9.07 | 0.875 | 1.38 | 254 | 11430 | 199 | 76.841 | -76.841 | -76.841 | 76.841 | 153.682 | 23.425 | 121
W24x103 | 30.3 | 24.5 | 9 | 0.98 | 1.48 | 280 | 12600 | 200 | 76.5306 | -76.5306 | -76.5306 | 76.5306 | 153.0612 | 23.52 | 120
[7 empty] | 0 | 201 | #DIV/0! | #DIV/0! | #DIV/0! | #DIV/0! | #DIV/0! | 0 | 119
W24x104 | 30.6 | 24.1 | 12.8 | 0.75 | 1.25 | 289 | 13005 | 202 | 77.0878 | -77.0878 | -77.0878 | 77.0878 | 154.1756 | 23.35 | 118
W24x117 | 34.4 | 24.3 | 12.8 | 0.85 | 1.35 | 327 | 14715 | 203 | 76.7591 | -76.7591 | -76.7591 | 76.7591 | 153.5181 | 23.45 | 117
W24x131 | 38.5 | 24.5 | 12.9 | 0.96 | 1.46 | 370 | 16650 | 204 | 76.4656 | -76.4656 | -76.4656 | 76.4656 | 152.9312 | 23.54 | 116
W24x146 | 43 | 24.7 | 12.9 | 1.09 | 1.59 | 418 | 18810 | 205 | 76.2389 | -76.2389 | -76.2389 | 76.2389 | 152.4778 | 23.61 | 115
W24x162 | 47.7 | 25 | 13 | 1.22 | 1.72 | 468 | 21060 | 206 | 75.6939 | -75.6939 | -75.6939 | 75.6939 | 151.3877 | 23.78 | 114
W24x176 | 51.7 | 25.2 | 12.9 | 1.34 | 1.84 | 511 | 22995 | 207 | 75.4401 | -75.4401 | -75.4401 | 75.4401 | 150.8801 | 23.86 | 113
W24x192 | 56.3 | 25.5 | 13 | 1.46 | 1.96 | 559 | 25155 | 208 | 74.8752 | -74.8752 | -74.8752 | 74.8752 | 149.7504 | 24.04 | 112
W24x207 | 60.7 | 25.7 | 13 | 1.57 | 2.07 | 606 | 27270 | 209 | 74.5959 | -74.5959 | -74.5959 | 74.5959 | 149.1919 | 24.13 | 111
W24x229 | 67.2 | 26 | 13.1 | 1.73 | 2.23 | 675 | 30375 | 210 | 74.1656 | -74.1656 | -74.1656 | 74.1656 | 148.3313 | 24.27 | 110
W24x250* | 73.5 | 26.3 | 13.2 | 1.89 | 2.39 | 744 | 33480 | 211 | 73.7403 | -73.7403 | -73.7403 | 73.7403 | 147.4805 | 24.41 | 109
W24x279* | 82 | 26.7 | 13.3 | 2.09 | 2.59 | 835 | 37575 | 212 | 73.141 | -73.141 | -73.141 | 73.141 | 146.282 | 24.61 | 108
W24x306* | 89.8 | 27.1 | 13.4 | 2.28 | 2.78 | 922 | 41490 | 213 | 72.5222 | -72.5222 | -72.5222 | 72.5222 | 145.0443 | 24.82 | 107
W24x335* | 98.4 | 27.5 | 13.5 | 2.48 | 2.98 | 1020 | 45900 | 214 | 71.9424 | -71.9424 | -71.9424 | 71.9424 | 143.8849 | 25.02 | 106
W24x370* | 109 | 28 | 13.7 | 2.72 | 3.22 | 1130 | 50850 | 215 | 71.2025 | -71.2025 | -71.2025 | 71.2025 | 142.4051 | 25.28 | 105
[7 empty] | 0 | 216 | #DIV/0! | #DIV/0! | #DIV/0! | #DIV/0! | #DIV/0! | 0 | 104
W27x84 | 24.8 | 26.7 | 9.96 | 0.64 | 1.24 | 244 | 10980 | 217 | 69.0714 | -69.0714 | -69.0714 | 69.0714 | 138.1427 | 26.06 | 103
W27x94 | 27.7 | 26.9 | 9.99 | 0.745 | 1.34 | 278 | 12510 | 218 | 68.8205 | -68.8205 | -68.8205 | 68.8205 | 137.641 | 26.155 | 102
W27x102 | 30 | 27.1 | 10 | 0.83 | 1.43 | 305 | 13725 | 219 | 68.5192 | -68.5192 | -68.5192 | 68.5192 | 137.0384 | 26.27 | 101
W27x114 | 33.5 | 27.3 | 10.1 | 0.93 | 1.53 | 343 | 15435 | 220 | 68.2594 | -68.2594 | -68.2594 | 68.2594 | 136.5188 | 26.37 | 100
W27x129 | 37.8 | 27.6 | 10 | 1.1 | 1.7 | 395 | 17775 | 221 | 67.9245 | -67.9245 | -67.9245 | 67.9245 | 135.8491 | 26.5 | 99
[7 empty] | 0 | 222 | #DIV/0! | #DIV/0! | #DIV/0! | #DIV/0! | #DIV/0! | 0 | 98
W27x146 | 43.1 | 27.4 | 14 | 0.975 | 1.76 | 464 | 20880 | 223 | 68.1173 | -68.1173 | -68.1173 | 68.1173 | 136.2346 | 26.425 | 97
W27x161 | 47.6 | 27.6 | 14 | 1.08 | 1.87 | 515 | 23175 | 224 | 67.8733 | -67.8733 | -67.8733 | 67.8733 | 135.7466 | 26.52 | 96
W27x178 | 52.5 | 27.8 | 14.1 | 1.19 | 1.98 | 570 | 25650 | 225 | 67.6437 | -67.6437 | -67.6437 | 67.6437 | 135.2875 | 26.61 | 95
W27x194 | 57.2 | 28.1 | 14 | 1.34 | 2.13 | 631 | 28395 | 226 | 67.2646 | -67.2646 | -67.2646 | 67.2646 | 134.5291 | 26.76 | 94
W27x217 | 64 | 28.4 | 14.1 | 1.5 | 2.29 | 711 | 31995 | 227 | 66.9145 | -66.9145 | -66.9145 | 66.9145 | 133.829 | 26.9 | 93
W27x235 | 69.4 | 28.7 | 14.2 | 1.61 | 2.4 | 772 | 34740 | 228 | 66.4452 | -66.4452 | -66.4452 | 66.4452 | 132.8904 | 27.09 | 92
W27x258 | 76 | 29 | 14.3 | 1.77 | 2.56 | 852 | 38340 | 229 | 66.1036 | -66.1036 | -66.1036 | 66.1036 | 132.2071 | 27.23 | 91
W27x281* | 82.9 | 29.3 | 14.4 | 1.93 | 2.72 | 936 | 42120 | 230 | 65.7654 | -65.7654 | -65.7654 | 65.7654 | 131.5309 | 27.37 | 90
W27x307* | 90.4 | 29.6 | 14.4 | 2.09 | 2.88 | 1030 | 46350 | 231 | 65.4308 | -65.4308 | -65.4308 | 65.4308 | 130.8615 | 27.51 | 89
W27x336* | 98.9 | 30 | 14.6 | 2.28 | 3.07 | 1130 | 50850 | 232 | 64.9351 | -64.9351 | -64.9351 | 64.9351 | 129.8701 | 27.72 | 88
W27x368* | 108 | 30.4 | 14.7 | 2.48 | 3.27 | 1240 | 55800 | 233 | 64.4699 | -64.4699 | -64.4699 | 64.4699 | 128.9398 | 27.92 | 87
W27x539* | 159 | 32.5 | 15.3 | 3.54 | 4.33 | 1890 | 85050 | 234 | 62.1547 | -62.1547 | -62.1547 | 62.1547 | 124.3094 | 28.96 | 86
[7 empty] | 0 | 235 | #DIV/0! | #DIV/0! | #DIV/0! | #DIV/0! | #DIV/0! | 0 | 85
W30x90 | 26.4 | 29.5 | 10.4 | 0.61 | 1.26 | 283 | 12735 | 236 | 62.3053 | -62.3053 | -62.3053 | 62.3053 | 124.6106 | 28.89 | 84
W30x99 | 29.1 | 29.7 | 10.5 | 0.67 | 1.32 | 312 | 14040 | 237 | 62.0048 | -62.0048 | -62.0048 | 62.0048 | 124.0096 | 29.03 | 83
W30x108 | 31.7 | 29.8 | 10.5 | 0.76 | 1.41 | 346 | 15570 | 238 | 61.9835 | -61.9835 | -61.9835 | 61.9835 | 123.9669 | 29.04 | 82
W30x116 | 34.2 | 30 | 10.5 | 0.85 | 1.5 | 378 | 17010 | 239 | 61.7496 | -61.7496 | -61.7496 | 61.7496 | 123.4991 | 29.15 | 81
W30x124 | 36.5 | 30.2 | 10.5 | 0.93 | 1.58 | 408 | 18360 | 240 | 61.4964 | -61.4964 | -61.4964 | 61.4964 | 122.9928 | 29.27 | 80
W30x132 | 38.9 | 30.3 | 10.5 | 1 | 1.65 | 437 | 19665 | 241 | 61.4334 | -61.4334 | -61.4334 | 61.4334 | 122.8669 | 29.3 | 79
W30x148 | 43.5 | 30.7 | 10.5 | 1.18 | 1.83 | 500 | 22500 | 242 | 60.9756 | -60.9756 | -60.9756 | 60.9756 | 121.9512 | 29.52 | 78
[7 empty] | 0 | 243 | #DIV/0! | #DIV/0! | #DIV/0! | #DIV/0! | #DIV/0! | 0 | 77
W30x173 | 51 | 30.4 | 15 | 1.07 | 1.85 | 607 | 27315 | 244 | 61.3706 | -61.3706 | -61.3706 | 61.3706 | 122.7412 | 29.33 | 76
W30x191 | 56.3 | 30.7 | 15 | 1.19 | 1.97 | 675 | 30375 | 245 | 60.9963 | -60.9963 | -60.9963 | 60.9963 | 121.9925 | 29.51 | 75
W30x211 | 62.2 | 30.9 | 15.1 | 1.32 | 2.1 | 751 | 33795 | 246 | 60.8519 | -60.8519 | -60.8519 | 60.8519 | 121.7039 | 29.58 | 74
W30x235 | 69.2 | 31.3 | 15.1 | 1.5 | 2.29 | 847 | 38115 | 247 | 60.4027 | -60.4027 | -60.4027 | 60.4027 | 120.8054 | 29.8 | 73
W30x261 | 76.9 | 31.6 | 15.2 | 1.65 | 2.44 | 943 | 42435 | 248 | 60.1002 | -60.1002 | -60.1002 | 60.1002 | 120.2003 | 29.95 | 72
W30x292* | 85.9 | 32 | 15.3 | 1.85 | 2.64 | 1060 | 47700 | 249 | 59.7015 | -59.7015 | -59.7015 | 59.7015 | 119.403 | 30.15 | 71
W30x326* | 95.8 | 32.4 | 15.4 | 2.05 | 2.84 | 1190 | 53550 | 250 | 59.3081 | -59.3081 | -59.3081 | 59.3081 | 118.6161 | 30.35 | 70
W30x357* | 105 | 32.8 | 15.5 | 2.24 | 3.03 | 1320 | 59400 | 251 | 58.9005 | -58.9005 | -58.9005 | 58.9005 | 117.801 | 30.56 | 69
W30x391* | 115 | 33.2 | 15.6 | 2.44 | 3.23 | 1450 | 65250 | 252 | 58.5176 | -58.5176 | -58.5176 | 58.5176 | 117.0351 | 30.76 | 68
[7 empty] | 0 | 253 | #DIV/0! | #DIV/0! | #DIV/0! | #DIV/0! | #DIV/0! | 0 | 67
W33x118 | 34.7 | 32.9 | 11.5 | 0.74 | 1.44 | 415 | 18675 | 254 | 55.9701 | -55.9701 | -55.9701 | 55.9701 | 111.9403 | 32.16 | 66
W33x130 | 38.3 | 33.1 | 11.5 | 0.855 | 1.56 | 467 | 21015 | 255 | 55.8226 | -55.8226 | -55.8226 | 55.8226 | 111.6452 | 32.245 | 65
W33x141 | 41.6 | 33.3 | 11.5 | 0.96 | 1.66 | 514 | 23130 | 256 | 55.6586 | -55.6586 | -55.6586 | 55.6586 | 111.3173 | 32.34 | 64
W33x152 | 44.8 | 33.5 | 11.6 | 1.06 | 1.76 | 559 | 25155 | 257 | 55.4871 | -55.4871 | -55.4871 | 55.4871 | 110.9741 | 32.44 | 63
W33x169 | 49.5 | 33.8 | 11.5 | 1.22 | 1.92 | 629 | 28305 | 258 | 55.2486 | -55.2486 | -55.2486 | 55.2486 | 110.4972 | 32.58 | 62
[7 empty] | 0 | 259 | #DIV/0! | #DIV/0! | #DIV/0! | #DIV/0! | #DIV/0! | 0 | 61
W33x201 | 59.2 | 33.7 | 15.7 | 1.15 | 1.94 | 773 | 34785 | 260 | 55.2995 | -55.2995 | -55.2995 | 55.2995 | 110.5991 | 32.55 | 60
W33x221 | 65.2 | 33.9 | 15.8 | 1.27 | 2.06 | 857 | 38565 | 261 | 55.164 | -55.164 | -55.164 | 55.164 | 110.3279 | 32.63 | 59
W33x241 | 71 | 34.2 | 15.9 | 1.4 | 2.19 | 940 | 42300 | 262 | 54.878 | -54.878 | -54.878 | 54.878 | 109.7561 | 32.8 | 58
W33x263 | 77.5 | 34.5 | 15.8 | 1.57 | 2.36 | 1040 | 46800 | 263 | 54.6614 | -54.6614 | -54.6614 | 54.6614 | 109.3228 | 32.93 | 57
W33x291 | 85.7 | 34.8 | 15.9 | 1.73 | 2.52 | 1160 | 52200 | 264 | 54.43 | -54.43 | -54.43 | 54.43 | 108.86 | 33.07 | 56
W33x318* | 93.6 | 35.2 | 16 | 1.89 | 2.68 | 1270 | 57150 | 265 | 54.0378 | -54.0378 | -54.0378 | 54.0378 | 108.0757 | 33.31 | 55
W33x354* | 104 | 35.6 | 16.1 | 2.09 | 2.88 | 1420 | 63900 | 266 | 53.7153 | -53.7153 | -53.7153 | 53.7153 | 107.4306 | 33.51 | 54
W33x387* | 114 | 36 | 16.2 | 2.28 | 3.07 | 1560 | 70200 | 267 | 53.3808 | -53.3808 | -53.3808 | 53.3808 | 106.7616 | 33.72 | 53
[7 empty] | 0 | 268 | #DIV/0! | #DIV/0! | #DIV/0! | #DIV/0! | #DIV/0! | 0 | 52
W36x135 | 39.7 | 35.6 | 12 | 0.79 | 1.54 | 509 | 22905 | 269 | 51.7093 | -51.7093 | -51.7093 | 51.7093 | 103.4186 | 34.81 | 51
W36x150 | 44.2 | 35.9 | 12 | 0.94 | 1.69 | 581 | 26145 | 270 | 51.4874 | -51.4874 | -51.4874 | 51.4874 | 102.9748 | 34.96 | 50
W36x160 | 47 | 36 | 12 | 1.02 | 1.77 | 624 | 28080 | 271 | 51.458 | -51.458 | -51.458 | 51.458 | 102.916 | 34.98 | 49
W36x170 | 50.1 | 36.2 | 12 | 1.1 | 1.85 | 668 | 30060 | 272 | 51.2821 | -51.2821 | -51.2821 | 51.2821 | 102.5641 | 35.1 | 48
W36x182 | 53.6 | 36.3 | 12.1 | 1.18 | 1.93 | 718 | 32310 | 273 | 51.2528 | -51.2528 | -51.2528 | 51.2528 | 102.5057 | 35.12 | 47
W36x194 | 57 | 36.5 | 12.1 | 1.26 | 2.01 | 767 | 34515 | 274 | 51.0783 | -51.0783 | -51.0783 | 51.0783 | 102.1566 | 35.24 | 46
W36x210 | 61.8 | 36.7 | 12.2 | 1.36 | 2.11 | 833 | 37485 | 275 | 50.9338 | -50.9338 | -50.9338 | 50.9338 | 101.8676 | 35.34 | 45
W36x232 | 68.1 | 37.1 | 12.1 | 1.57 | 2.32 | 936 | 42120 | 276 | 50.6614 | -50.6614 | -50.6614 | 50.6614 | 101.3228 | 35.53 | 44
W36x256 | 75.4 | 37.4 | 12.2 | 1.73 | 2.48 | 1040 | 46800 | 277 | 50.4626 | -50.4626 | -50.4626 | 50.4626 | 100.9251 | 35.67 | 43
[7 empty] | 0 | 278 | #DIV/0! | #DIV/0! | #DIV/0! | #DIV/0! | #DIV/0! | 0 | 42
W36x230 | 67.6 | 35.9 | 16.5 | 1.26 | 2.21 | 943 | 42435 | 279 | 51.963 | -51.963 | -51.963 | 51.963 | 103.9261 | 34.64 | 41
W36x245 | 72.1 | 36.1 | 16.5 | 1.35 | 2.3 | 1010 | 45450 | 280 | 51.7986 | -51.7986 | -51.7986 | 51.7986 | 103.5971 | 34.75 | 40
W36x260 | 76.5 | 36.3 | 16.6 | 1.44 | 2.39 | 1080 | 48600 | 281 | 51.6351 | -51.6351 | -51.6351 | 51.6351 | 103.2702 | 34.86 | 39
W36x280 | 82.4 | 36.5 | 16.6 | 1.57 | 2.52 | 1170 | 52650 | 282 | 51.5316 | -51.5316 | -51.5316 | 51.5316 | 103.0633 | 34.93 | 38
W36x300 | 88.3 | 36.7 | 16.7 | 1.68 | 2.63 | 1260 | 56700 | 283 | 51.3992 | -51.3992 | -51.3992 | 51.3992 | 102.7984 | 35.02 | 37
W36x328* | 96.4 | 37.1 | 16.6 | 1.85 | 2.8 | 1380 | 62100 | 284 | 51.0638 | -51.0638 | -51.0638 | 51.0638 | 102.1277 | 35.25 | 36
W36x359* | 105 | 37.4 | 16.7 | 2.01 | 2.96 | 1510 | 67950 | 285 | 50.8618 | -50.8618 | -50.8618 | 50.8618 | 101.7237 | 35.39 | 35
W36x393* | 116 | 37.8 | 16.8 | 2.2 | 3.15 | 1670 | 75150 | 286 | 50.5618 | -50.5618 | -50.5618 | 50.5618 | 101.1236 | 35.6 | 34
W36x439* | 129 | 38.3 | 17 | 2.44 | 3.39 | 1870 | 84150 | 287 | 50.1952 | -50.1952 | -50.1952 | 50.1952 | 100.3904 | 35.86 | 33
W36x527* | 155 | 39.2 | 17.2 | 2.91 | 3.86 | 2280 | 102600 | 288 | 49.6004 | -49.6004 | -49.6004 | 49.6004 | 99.2009 | 36.29 | 32
W36x650* | 191 | 40.5 | 17.6 | 3.54 | 4.49 | 2860 | 128700 | 289 | 48.7013 | -48.7013 | -48.7013 | 48.7013 | 97.4026 | 36.96 | 31
W36x798* | 235 | 42 | 18 | 4.29 | 5.24 | 3580 | 161100 | 290 | 47.7327 | -47.7327 | -47.7327 | 47.7327 | 95.4654 | 37.71 | 30
[7 empty] | 0 | 291 | #DIV/0! | #DIV/0! | #DIV/0! | #DIV/0! | #DIV/0! | 0 | 29
W40x149 | 43.8 | 38.2 | 11.8 | 0.83 | 2.01 | 598 | 26910 | 292 | 48.167 | -48.167 | -48.167 | 48.167 | 96.334 | 37.37 | 28
W40x167 | 49.2 | 38.6 | 11.8 | 1.02 | 2.21 | 693 | 31185 | 293 | 47.8978 | -47.8978 | -47.8978 | 47.8978 | 95.7956 | 37.58 | 27
W40x183 | 53.8 | 39 | 11.8 | 1.22 | 2.4 | 783 | 35235 | 294 | 47.6443 | -47.6443 | -47.6443 | 47.6443 | 95.2885 | 37.78 | 26
W40x211 | 62 | 39.4 | 11.8 | 1.42 | 2.6 | 906 | 40770 | 295 | 47.3934 | -47.3934 | -47.3934 | 47.3934 | 94.7867 | 37.98 | 25
W40x235 | 69 | 39.7 | 11.9 | 1.58 | 2.76 | 1010 | 45450 | 296 | 47.2193 | -47.2193 | -47.2193 | 47.2193 | 94.4386 | 38.12 | 24
W40x264 | 77.6 | 40 | 11.9 | 1.73 | 2.91 | 1130 | 50850 | 297 | 47.0342 | -47.0342 | -47.0342 | 47.0342 | 94.0685 | 38.27 | 23
W40x278 | 81.8 | 40.2 | 12 | 1.81 | 2.99 | 1190 | 53550 | 298 | 46.8872 | -46.8872 | -46.8872 | 46.8872 | 93.7744 | 38.39 | 22
W40x327 | 96 | 40.8 | 12.1 | 2.13 | 3.31 | 1410 | 63450 | 299 | 46.5477 | -46.5477 | -46.5477 | 46.5477 | 93.0954 | 38.67 | 21
W40x331* | 97.5 | 40.8 | 12.2 | 2.13 | 3.31 | 1430 | 64350 | 300 | 46.5477 | -46.5477 | -46.5477 | 46.5477 | 93.0954 | 38.67 | 20
W40x392* | 115 | 41.6 | 12.4 | 2.52 | 3.7 | 1710 | 76950 | 301 | 46.0594 | -46.0594 | -46.0594 | 46.0594 | 92.1187 | 39.08 | 19
[7 empty] | 0 | 302 | #DIV/0! | #DIV/0! | #DIV/0! | #DIV/0! | #DIV/0! | 0 | 18
W40x199 | 58.5 | 38.7 | 15.8 | 1.07 | 2.25 | 869 | 39105 | 303 | 47.8342 | -47.8342 | -47.8342 | 47.8342 | 95.6683 | 37.63 | 17
W40x215 | 63.4 | 39 | 15.8 | 1.22 | 2.4 | 964 | 43380 | 304 | 47.6443 | -47.6443 | -47.6443 | 47.6443 | 95.2885 | 37.78 | 16
W40x249 | 73.3 | 39.4 | 15.8 | 1.42 | 2.6 | 1120 | 50400 | 305 | 47.3934 | -47.3934 | -47.3934 | 47.3934 | 94.7867 | 37.98 | 15
W40x277 | 81.4 | 39.7 | 15.8 | 1.58 | 2.76 | 1250 | 56250 | 306 | 47.2193 | -47.2193 | -47.2193 | 47.2193 | 94.4386 | 38.12 | 14
W40x297 | 87.4 | 39.8 | 15.8 | 1.65 | 2.83 | 1330 | 59850 | 307 | 47.1822 | -47.1822 | -47.1822 | 47.1822 | 94.3644 | 38.15 | 13
W40x324 | 95.3 | 40.2 | 15.9 | 1.81 | 2.99 | 1460 | 65700 | 308 | 46.8872 | -46.8872 | -46.8872 | 46.8872 | 93.7744 | 38.39 | 12
W40x362* | 107 | 40.6 | 16 | 2.01 | 3.19 | 1640 | 73800 | 309 | 46.6442 | -46.6442 | -46.6442 | 46.6442 | 93.2884 | 38.59 | 11
W40x372* | 109 | 40.6 | 16.1 | 2.05 | 3.23 | 1680 | 75600 | 310 | 46.6926 | -46.6926 | -46.6926 | 46.6926 | 93.3852 | 38.55 | 10
W40x397* | 117 | 41 | 16.1 | 2.2 | 3.38 | 1800 | 81000 | 311 | 46.3918 | -46.3918 | -46.3918 | 46.3918 | 92.7835 | 38.8 | 9
W40x431* | 127 | 41.3 | 16.2 | 2.36 | 3.54 | 1960 | 88200 | 312 | 46.225 | -46.225 | -46.225 | 46.225 | 92.4499 | 38.94 | 8
W40x503* | 148 | 42.1 | 16.4 | 2.76 | 3.94 | 2320 | 104400 | 313 | 45.755 | -45.755 | -45.755 | 45.755 | 91.5099 | 39.34 | 7
W40x593* | 174 | 43 | 16.7 | 3.23 | 4.41 | 2760 | 124200 | 314 | 45.2602 | -45.2602 | -45.2602 | 45.2602 | 90.5205 | 39.77 | 6
[7 empty] | 0 | 315 | #DIV/0! | #DIV/0! | #DIV/0! | #DIV/0! | #DIV/0! | 0 | 5
W44x230 | 67.7 | 42.9 | 15.8 | 1.22 | 2.01 | 1100 | 49500 | 316 | 43.1862 | -43.1862 | -43.1862 | 43.1862 | 86.3724 | 41.68 | 4
W44x262 | 77.2 | 43.3 | 15.8 | 1.42 | 2.21 | 1270 | 57150 | 317 | 42.9799 | -42.9799 | -42.9799 | 42.9799 | 85.9599 | 41.88 | 3
W44x290 | 85.8 | 43.6 | 15.8 | 1.58 | 2.37 | 1420 | 63900 | 318 | 42.8367 | -42.8367 | -42.8367 | 42.8367 | 85.6735 | 42.02 | 2
W44x335* | 98.3 | 44 | 16 | 1.77 | 2.56 | 1620 | 72900 | 319 | 42.6237 | -42.6237 | -42.6237 | 42.6237 | 85.2475 | 42.23 | 1

## Columns
N= | 0.875 | in | Pu | 0 | kips | bfb = | 9.07 | in | tp = | 0 | in Yc = | 170.1 | in | max without | max without | max without | max without | max without
Fy= | 50 | ksi | Fy | 50 | ksi, for LFB | E = | 29000 | ksi | Ten | Ten+Comp | Comp | Comp |  | Stiffener/Ten | Stiffener/Comp | Doubler Pl | Stiff & DPL | Stiffener/Ten_Mnf
Designation | A | d | h | tw | tf | bf | k | PZ Shear Str. | LFB | LWY | WC | CBW |  | f Rn | f Rn | f Rv | f Rn | f Rn | Py
| in2 | in. | (d-2*k) | in. | in. | in. | in. | fRv (kips) | f Rn (kips) | f Rn (kips) | f Rn (kips) | f Rn (kips) |  | kips | kips | kips | kips | kips | kips
W18 x 311 | 91.8 | 22.32 | 15.796 | 1.52 | 2.74 | 12.005 | 3.262 | 916.0128 | 1055.7562 | 686.28 | 1175.0407 | 2891.2883 |  | 686.28 | 686.28 | 916.0128 | 686.28 | 1055.7562 | 4590
W18 x 283 | 83.4 | 21.85 | 15.806 | 1.4 | 2.5 | 11.89 | 3.022 | 825.93 | 878.9062 | 590.1 | 993.8011 | 2257.719 |  | 590.1 | 590.1 | 825.93 | 590.1 | 878.9062 | 4170
W18 x 258 | 76.1 | 21.46 | 15.816 | 1.28 | 2.3 | 11.77 | 2.822 | 741.6576 | 743.9062 | 507.52 | 833.6762 | 1724.4119 |  | 507.52 | 507.52 | 741.6576 | 507.52 | 743.9062 | 3805
W18 x 234 | 69.1 | 21.06 | 15.796 | 1.16 | 2.11 | 11.65 | 2.632 | 659.5992 | 626.0766 | 432.39 | 688.9012 | 1285.0931 |  | 432.39 | 432.39 | 659.5992 | 432.39 | 626.0766 | 3455
W18 x 211 | 62.4 | 20.67 | 15.806 | 1.06 | 1.91 | 11.555 | 2.432 | 591.5754 | 513.0141 | 368.615 | 573.4621 | 979.9488 |  | 368.615 | 368.615 | 591.5754 | 368.615 | 513.0141 | 3120
W18 x 192 | 56.7 | 20.35 | 15.806 | 0.96 | 1.75 | 11.455 | 2.272 | 527.472 | 430.6641 | 314.64 | 473.0599 | 727.9465 |  | 314.64 | 314.64 | 527.472 | 314.64 | 430.6641 | 2835
W18x175 | 51.3 | 20 | 16.02 | 0.89 | 1.59 | 11.4 | 1.99 | 480.6 | 355.5141 | 260.325 | 403.4846 | 572.2888 |  | 260.325 | 260.325 | 480.6 | 260.325 | 355.5141 | 2565
W18x158 | 46.3 | 19.7 | 16.02 | 0.81 | 1.44 | 11.3 | 1.84 | 430.839 | 291.6 | 221.7375 | 333.7844 | 431.42 |  | 221.7375 | 221.7375 | 430.839 | 221.7375 | 291.6 | 2315
W18x143 | 42.1 | 19.5 | 16.06 | 0.73 | 1.32 | 11.2 | 1.72 | 384.345 | 245.025 | 188.8875 | 273.1985 | 315.0147 |  | 188.8875 | 188.8875 | 384.345 | 188.8875 | 245.025 | 2105
W18x130 | 38.2 | 19.3 | 16.1 | 0.67 | 1.2 | 11.2 | 1.6 | 349.137 | 202.5 | 163.3125 | 229.3388 | 242.9441 |  | 163.3125 | 163.3125 | 349.137 | 163.3125 | 202.5 | 1910
W18x119 | 35.1 | 19 | 16.08 | 0.655 | 1.06 | 11.3 | 1.46 | 336.015 | 158.0062 | 148.1937 | 210.3918 | 227.2718 |  | 148.1937 | 148.1937 | 336.015 | 148.1937 | 158.0062 | 1755
W18x106 | 31.1 | 18.7 | 16.02 | 0.59 | 0.94 | 11.2 | 1.34 | 297.891 | 124.2562 | 124.6375 | 169.8052 | 166.7252 |  | 124.2562 | 124.6375 | 297.891 | 124.2562 | 124.2562 | 1555
W18x97 | 28.5 | 18.6 | 16.06 | 0.535 | 0.87 | 11.1 | 1.27 | 268.677 | 106.4391 | 108.3375 | 140.8282 | 124.0005 |  | 106.4391 | 108.3375 | 268.677 | 106.4391 | 106.4391 | 1425
W18x86 | 25.3 | 18.4 | 16.06 | 0.48 | 0.77 | 11.1 | 1.17 | 238.464 | 83.3766 | 91.2 | 112.8195 | 89.5542 |  | 83.3766 | 89.5542 | 238.464 | 83.3766 | 83.3766 | 1265
W18x76 | 22.3 | 18.2 | 16.04 | 0.425 | 0.68 | 11 | 1.08 | 208.845 | 65.025 | 75.9688 | 88.4179 | 62.2401 |  | 65.025 | 62.2401 | 208.845 | 62.2401 | 65.025 | 1115
W18x71 | 20.8 | 18.5 | 16.08 | 0.495 | 0.81 | 7.64 | 1.21 | 247.2525 | 92.2641 | 96.525 | 120.9037 | 98.0928 |  | 92.2641 | 96.525 | 247.2525 | 92.2641 | 92.2641 | 1040
W18x65 | 19.1 | 18.4 | 16.1 | 0.45 | 0.75 | 7.59 | 1.15 | 223.56 | 79.1016 | 84.375 | 100.7014 | 73.6071 |  | 79.1016 | 73.6071 | 223.56 | 73.6071 | 79.1016 | 955
W18x60 | 17.6 | 18.2 | 16 | 0.415 | 0.695 | 7.56 | 1.1 | 203.931 | 67.9254 | 75.2188 | 85.8719 | 58.0941 |  | 67.9254 | 58.0941 | 203.931 | 58.0941 | 67.9254 | 880
W18x55 | 16.2 | 18.1 | 16.04 | 0.39 | 0.63 | 7.53 | 1.03 | 190.593 | 55.8141 | 67.275 | 74.7679 | 48.0947 |  | 55.8141 | 48.0947 | 190.593 | 48.0947 | 55.8141 | 810
W18x50 | 14.7 | 18 | 16.056 | 0.355 | 0.57 | 7.5 | 0.972 | 172.53 | 45.6891 | 58.6638 | 61.8229 | 36.2373 |  | 45.6891 | 36.2373 | 172.53 | 36.2373 | 45.6891 | 735
W18x46 | 13.5 | 18.1 | 16.08 | 0.36 | 0.605 | 6.06 | 1.01 | 175.932 | 51.4723 | 61.2 | 64.733 | 37.7337 |  | 51.4723 | 37.7337 | 175.932 | 37.7337 | 51.4723 | 675
W18x40 | 11.8 | 17.9 | 16.046 | 0.315 | 0.525 | 6.02 | 0.927 | 152.2395 | 38.7598 | 50.2819 | 49.4294 | 25.3322 |  | 38.7598 | 25.3322 | 152.2395 | 25.3322 | 38.7598 | 590
W18x35 | 10.3 | 17.7 | 16.046 | 0.3 | 0.425 | 6 | 0.827 | 143.37 | 25.4004 | 44.1375 | 42.101 | 21.8829 |  | 25.4004 | 21.8829 | 143.37 | 21.8829 | 25.4004 | 515
W16x100 | 29.7 | 17 | 13.62 | 0.585 | 0.985 | 10.4 | 1.69 | 268.515 | 136.4379 | 149.175 | 171.757 | 191.1605 |  | 136.4379 | 149.175 | 268.515 | 136.4379 | 136.4379 | 1485
W16x89 | 26.4 | 16.8 | 13.64 | 0.525 | 0.875 | 10.4 | 1.58 | 238.14 | 107.666 | 126.6562 | 137.8775 | 137.9658 |  | 107.666 | 126.6562 | 238.14 | 107.666 | 107.666 | 1320
W16x77 | 22.9 | 16.5 | 13.56 | 0.455 | 0.76 | 10.3 | 1.47 | 202.7025 | 81.225 | 103.5125 | 103.7792 | 90.3405 |  | 81.225 | 90.3405 | 202.7025 | 81.225 | 81.225 | 1145
W16x67 | 20 | 16.3 | 13.56 | 0.395 | 0.665 | 10.2 | 1.37 | 173.8395 | 62.1879 | 84.925 | 78.5243 | 59.1071 |  | 62.1879 | 59.1071 | 173.8395 | 59.1071 | 62.1879 | 1000
W16x57 | 16.8 | 16.4 | 14.16 | 0.43 | 0.715 | 7.12 | 1.12 | 190.404 | 71.891 | 79.0125 | 92.561 | 73.0214 |  | 71.891 | 73.0214 | 190.404 | 71.891 | 71.891 | 840
W16x50 | 14.7 | 16.3 | 14.24 | 0.38 | 0.63 | 7.07 | 1.03 | 167.238 | 55.8141 | 65.55 | 72.2333 | 50.1128 |  | 55.8141 | 50.1128 | 167.238 | 50.1128 | 55.8141 | 735
W16x45 | 13.3 | 16.1 | 14.166 | 0.345 | 0.565 | 7.04 | 0.967 | 149.9715 | 44.891 | 56.7956 | 59.3055 | 37.698 |  | 44.891 | 37.698 | 149.9715 | 37.698 | 44.891 | 665
W16x40 | 11.8 | 16 | 14.186 | 0.305 | 0.505 | 7 | 0.907 | 131.76 | 35.8629 | 47.9231 | 46.5713 | 26.0104 |  | 35.8629 | 26.0104 | 131.76 | 26.0104 | 35.8629 | 590
W16x36 | 10.6 | 15.9 | 14.236 | 0.295 | 0.43 | 6.99 | 0.832 | 126.6435 | 26.0016 | 43.5862 | 41.516 | 23.4523 |  | 26.0016 | 23.4523 | 126.6435 | 23.4523 | 26.0016 | 530
W16x31 | 9.13 | 15.9 | 14.216 | 0.275 | 0.44 | 5.53 | 0.842 | 118.0575 | 27.225 | 40.975 | 37.3755 | 19.0252 |  | 27.225 | 19.0252 | 118.0575 | 19.0252 | 27.225 | 456.5
W16x26 | 7.68 | 15.7 | 14.206 | 0.25 | 0.345 | 5.5 | 0.747 | 105.975 | 16.7379 | 34.2812 | 29.2586 | 14.3039 |  | 16.7379 | 14.3039 | 105.975 | 14.3039 | 16.7379 | 384
W14x808 | 237 | 22.8 | 11.36 | 3.74 | 5.12 | 18.6 | 5.72 | 2302.344 | 3686.4 | 2837.725 | 6337.1365 | 59888.6098 |  | 2837.725 | 2837.725 | 2302.344 | 2302.344 | 3686.4 | 11850
W14x730 | 215 | 22.4 | 11.38 | 3.07 | 4.91 | 17.9 | 5.51 | 1856.736 | 3390.2016 | 2248.775 | 4555.2682 | 33065.9208 |  | 2248.775 | 2248.775 | 1856.736 | 1856.736 | 3390.2016 | 10750
W14x665 | 196 | 21.6 | 11.36 | 2.83 | 4.52 | 17.7 | 5.12 | 1650.456 | 2873.025 | 1935.0125 | 3876.545 | 25947.0944 |  | 1935.0125 | 1935.0125 | 1650.456 | 1650.456 | 2873.025 | 9800
W14x605 | 178 | 20.9 | 11.38 | 2.6 | 4.16 | 17.4 | 4.76 | 1467.18 | 2433.6 | 1660.75 | 3280.6544 | 20085.6337 |  | 1660.75 | 1660.75 | 1467.18 | 1467.18 | 2433.6 | 8900
W14x550 | 162 | 20.2 | 11.36 | 2.38 | 3.82 | 17.2 | 4.42 | 1298.052 | 2052.0563 | 1419.075 | 2758.0748 | 15433.3532 |  | 1419.075 | 1419.075 | 1298.052 | 1298.052 | 2052.0563 | 8100
W14x500 | 147 | 19.6 | 11.4 | 2.19 | 3.5 | 17 | 4.1 | 1158.948 | 1722.6562 | 1218.1875 | 2335.5014 | 11982.1637 |  | 1218.1875 | 1218.1875 | 1158.948 | 1158.948 | 1722.6562 | 7350
W14x455 | 134 | 19 | 11.38 | 2.02 | 3.21 | 16.8 | 3.81 | 1036.26 | 1449.0141 | 1050.4 | 1986.3207 | 9419.3211 |  | 1050.4 | 1050.4 | 1036.26 | 1036.26 | 1449.0141 | 6700
16.7
W14x426 | 125 | 18.7 | 11.44 | 1.88 | 3.04 | 16.7 | 3.63 | 949.212 | 1299.6 | 935.3 | 1734.4383 | 7553.6226 |  | 935.3 | 935.3 | 949.212 | 935.3 | 1299.6 | 6250
W14x398 | 117 | 18.3 | 11.42 | 1.77 | 2.85 | 16.6 | 3.44 | 874.557 | 1142.2266 | 838.5375 | 1536.9323 | 6314.8269 |  | 838.5375 | 838.5375 | 874.557 | 838.5375 | 1142.2266 | 5850
W14x370 | 109 | 17.9 | 11.38 | 1.66 | 2.66 | 16.5 | 3.26 | 802.278 | 995.0063 | 749.075 | 1351.2105 | 5227.4484 |  | 749.075 | 749.075 | 802.278 | 749.075 | 995.0063 | 5450
W14x342 | 101 | 17.5 | 11.36 | 1.54 | 2.47 | 16.4 | 3.07 | 727.65 | 857.9391 | 658.35 | 1165.1365 | 4181.1099 |  | 658.35 | 658.35 | 727.65 | 658.35 | 857.9391 | 5050
W14x311 | 91.4 | 17.1 | 11.38 | 1.41 | 2.26 | 16.2 | 2.86 | 650.997 | 718.2563 | 565.7625 | 978.0441 | 3203.486 |  | 565.7625 | 565.7625 | 650.997 | 565.7625 | 718.2563 | 4570
W14x283 | 83.3 | 16.7 | 11.36 | 1.29 | 2.07 | 16.1 | 2.67 | 581.661 | 602.5641 | 486.975 | 820.3956 | 2457.5285 |  | 486.975 | 486.975 | 581.661 | 486.975 | 602.5641 | 4165
W14x257 | 75.6 | 16.4 | 11.42 | 1.18 | 1.89 | 16 | 2.49 | 522.504 | 502.3266 | 418.9 | 686.8551 | 1871.0598 |  | 418.9 | 418.9 | 522.504 | 418.9 | 502.3266 | 3780
W14x233 | 68.5 | 16 | 11.36 | 1.07 | 1.72 | 15.9 | 2.32 | 462.24 | 416.025 | 357.1125 | 566.591 | 1402.4286 |  | 357.1125 | 357.1125 | 462.24 | 357.1125 | 416.025 | 3425
W14x211 | 62 | 15.7 | 11.38 | 0.98 | 1.56 | 15.8 | 2.16 | 415.422 | 342.225 | 307.475 | 474.1712 | 1075.5825 |  | 307.475 | 307.475 | 415.422 | 307.475 | 342.225 | 3100
W14x193 | 56.8 | 15.5 | 11.42 | 0.89 | 1.44 | 15.7 | 2.04 | 372.465 | 291.6 | 265.8875 | 393.9259 | 802.808 |  | 265.8875 | 265.8875 | 372.465 | 265.8875 | 291.6 | 2840
W14x176 | 51.8 | 15.2 | 11.38 | 0.83 | 1.31 | 15.7 | 1.91 | 340.632 | 241.3266 | 234.475 | 339.8801 | 653.4311 |  | 234.475 | 234.475 | 340.632 | 234.475 | 241.3266 | 2590
W14x159 | 46.7 | 15 | 11.42 | 0.745 | 1.19 | 15.6 | 1.79 | 301.725 | 199.1391 | 199.2875 | 275.3705 | 470.8802 |  | 199.1391 | 199.2875 | 301.725 | 199.1391 | 199.1391 | 2335
W14x145 | 42.7 | 14.8 | 11.42 | 0.68 | 1.09 | 15.5 | 1.69 | 271.728 | 167.0766 | 173.4 | 229.9691 | 358.0704 |  | 167.0766 | 173.4 | 271.728 | 167.0766 | 167.0766 | 2135
14.7
W14x132 | 38.8 | 14.7 | 11.44 | 0.645 | 1.03 | 14.7 | 1.63 | 256.0005 | 149.1891 | 159.6375 | 206.7226 | 305.0429 |  | 149.1891 | 159.6375 | 256.0005 | 149.1891 | 149.1891 | 1940
W14x120 | 35.3 | 14.5 | 11.42 | 0.59 | 0.94 | 14.7 | 1.54 | 230.985 | 124.2562 | 139.3875 | 173.0144 | 233.8825 |  | 124.2562 | 139.3875 | 230.985 | 124.2562 | 124.2562 | 1765
W14x109 | 32 | 14.3 | 11.38 | 0.525 | 0.86 | 14.6 | 1.46 | 202.7025 | 104.0062 | 118.7812 | 138.5942 | 165.3649 |  | 104.0062 | 118.7812 | 202.7025 | 104.0062 | 104.0062 | 1600
W14x99 | 29.1 | 14.2 | 11.44 | 0.485 | 0.78 | 14.6 | 1.38 | 185.949 | 85.5563 | 104.8812 | 117.5292 | 129.6901 |  | 85.5563 | 104.8812 | 185.949 | 85.5563 | 85.5563 | 1455
W14x90 | 26.5 | 14 | 11.38 | 0.44 | 0.71 | 14.5 | 1.31 | 166.32 | 70.8891 | 91.3 | 96.9676 | 97.3472 |  | 70.8891 | 91.3 | 166.32 | 70.8891 | 70.8891 | 1325
10.1
W14x82 | 24 | 14.3 | 11.4 | 0.51 | 0.855 | 10.1 | 1.45 | 196.911 | 102.8004 | 114.75 | 131.9471 | 151.326 |  | 102.8004 | 114.75 | 196.911 | 102.8004 | 102.8004 | 1200
W14x74 | 21.8 | 14.2 | 11.44 | 0.45 | 0.785 | 10.1 | 1.38 | 172.53 | 86.6566 | 97.3125 | 104.3702 | 103.5903 |  | 86.6566 | 97.3125 | 172.53 | 86.6566 | 86.6566 | 1090
W14x68 | 20 | 14 | 11.38 | 0.415 | 0.72 | 10 | 1.31 | 156.87 | 72.9 | 86.1125 | 88.6729 | 81.6789 |  | 72.9 | 81.6789 | 156.87 | 72.9 | 72.9 | 1000
W14x61 | 17.9 | 13.9 | 11.42 | 0.375 | 0.645 | 9.99 | 1.24 | 140.7375 | 58.5035 | 74.5312 | 72.2019 | 60.0531 |  | 58.5035 | 60.0531 | 140.7375 | 58.5035 | 58.5035 | 895
8.06
W14x53 | 15.6 | 13.9 | 11.4 | 0.37 | 0.66 | 8.06 | 1.25 | 138.861 | 61.2563 | 74 | 71.2868 | 57.7841 |  | 61.2563 | 57.7841 | 138.861 | 57.7841 | 61.2563 | 780
W14x48 | 14.1 | 13.8 | 11.42 | 0.34 | 0.595 | 8.03 | 1.19 | 126.684 | 49.7848 | 65.45 | 59.7828 | 44.7588 |  | 49.7848 | 44.7588 | 126.684 | 44.7588 | 49.7848 | 705
W14x43 | 12.6 | 13.7 | 11.46 | 0.305 | 0.53 | 8 | 1.12 | 112.8195 | 39.5016 | 56.0438 | 48.0043 | 32.1975 |  | 39.5016 | 32.1975 | 112.8195 | 32.1975 | 39.5016 | 630
W12x336 | 98.8 | 16.8 | 9.7 | 1.78 | 2.96 | 13.4 | 3.55 | 807.408 | 1232.1 | 867.75 | 1583.528 | 7561.2923 |  | 867.75 | 867.75 | 807.408 | 807.408 | 1232.1 | 4940
W12x305 | 89.6 | 16.3 | 9.7 | 1.63 | 2.71 | 13.2 | 3.3 | 717.363 | 1032.7641 | 743.6875 | 1330.5439 | 5806.2915 |  | 743.6875 | 743.6875 | 717.363 | 717.363 | 1032.7641 | 4480
W12x279 | 81.9 | 15.9 | 9.76 | 1.53 | 2.47 | 13.1 | 3.07 | 656.829 | 857.9391 | 654.075 | 1160.9414 | 4772.3494 |  | 654.075 | 654.075 | 656.829 | 654.075 | 857.9391 | 4095
W12x252 | 74 | 15.4 | 9.7 | 1.4 | 2.25 | 13 | 2.85 | 582.12 | 711.9141 | 560 | 972.7076 | 3678.9182 |  | 560 | 560 | 582.12 | 560 | 711.9141 | 3700
W12x230 | 67.7 | 15.1 | 9.76 | 1.29 | 2.07 | 12.9 | 2.67 | 525.933 | 602.5641 | 486.975 | 826.6352 | 2860.402 |  | 486.975 | 486.975 | 525.933 | 486.975 | 602.5641 | 3385
W12x210 | 61.8 | 14.7 | 9.7 | 1.18 | 1.9 | 12.8 | 2.5 | 468.342 | 507.6562 | 420.375 | 694.0549 | 2202.8354 |  | 420.375 | 420.375 | 468.342 | 420.375 | 507.6562 | 3090
W12x190 | 55.8 | 14.4 | 9.74 | 1.06 | 1.74 | 12.7 | 2.33 | 412.128 | 425.7563 | 355.1 | 565.1178 | 1590.2536 |  | 355.1 | 355.1 | 412.128 | 355.1 | 425.7563 | 2790
W12x170 | 50 | 14 | 9.68 | 0.96 | 1.56 | 12.6 | 2.16 | 362.88 | 342.225 | 301.2 | 462.8136 | 1188.6284 |  | 301.2 | 301.2 | 362.88 | 301.2 | 342.225 | 2500
W12x152 | 44.7 | 13.7 | 9.7 | 0.87 | 1.4 | 12.5 | 2 | 321.813 | 275.625 | 255.5625 | 379.4121 | 882.8639 |  | 255.5625 | 255.5625 | 321.813 | 255.5625 | 275.625 | 2235
W12x136 | 39.9 | 13.4 | 9.7 | 0.79 | 1.25 | 12.4 | 1.85 | 285.822 | 219.7266 | 217.25 | 311.5092 | 661.0241 |  | 217.25 | 217.25 | 285.822 | 217.25 | 219.7266 | 1995
W12x120 | 35.3 | 13.1 | 9.7 | 0.71 | 1.11 | 12.3 | 1.7 | 251.127 | 173.2641 | 181.9375 | 251.0362 | 479.8562 |  | 173.2641 | 181.9375 | 251.127 | 173.2641 | 173.2641 | 1765
W12x106 | 31.2 | 12.9 | 9.72 | 0.61 | 0.99 | 12.2 | 1.59 | 212.463 | 137.8266 | 147.925 | 188.0987 | 303.6904 |  | 137.8266 | 147.925 | 212.463 | 137.8266 | 137.8266 | 1560
W12x96 | 28.2 | 12.7 | 9.7 | 0.55 | 0.9 | 12.2 | 1.5 | 188.595 | 113.9062 | 127.1875 | 153.5913 | 223.0612 |  | 113.9062 | 127.1875 | 188.595 | 113.9062 | 113.9062 | 1410
W12x87 | 25.6 | 12.5 | 9.68 | 0.515 | 0.81 | 12.1 | 1.41 | 173.8125 | 92.2641 | 113.3 | 132.9523 | 183.5076 |  | 92.2641 | 113.3 | 173.8125 | 92.2641 | 92.2641 | 1280
W12x79 | 23.2 | 12.4 | 9.74 | 0.47 | 0.735 | 12.1 | 1.33 | 157.356 | 75.9691 | 98.7 | 110.5944 | 138.6253 |  | 75.9691 | 98.7 | 157.356 | 75.9691 | 75.9691 | 1160
W12x72 | 21.1 | 12.3 | 9.76 | 0.43 | 0.67 | 12 | 1.27 | 142.803 | 63.1266 | 87.075 | 92.5255 | 105.9408 |  | 63.1266 | 87.075 | 142.803 | 63.1266 | 63.1266 | 1055
W12x65 | 19.1 | 12.1 | 9.7 | 0.39 | 0.605 | 12 | 1.2 | 127.413 | 51.4723 | 75.5625 | 76.1193 | 79.5298 |  | 51.4723 | 75.5625 | 127.413 | 51.4723 | 51.4723 | 955
W12x58 | 17 | 12.2 | 9.72 | 0.36 | 0.64 | 10 | 1.24 | 118.584 | 57.6 | 71.55 | 68.09 | 62.4236 |  | 57.6 | 62.4236 | 118.584 | 57.6 | 57.6 | 850
W12x53 | 15.6 | 12.1 | 9.76 | 0.345 | 0.575 | 9.99 | 1.17 | 112.7115 | 46.4941 | 65.55 | 61.1063 | 54.7161 |  | 46.4941 | 54.7161 | 112.7115 | 46.4941 | 46.4941 | 780
W12x50 | 14.6 | 12.2 | 9.92 | 0.37 | 0.64 | 8.08 | 1.14 | 121.878 | 57.6 | 68.9125 | 71.1944 | 66.4051 |  | 57.6 | 66.4051 | 121.878 | 57.6 | 57.6 | 730
W12x45 | 13.1 | 12.1 | 9.94 | 0.335 | 0.575 | 8.05 | 1.08 | 109.4445 | 46.4941 | 59.8813 | 58.2378 | 49.1876 |  | 46.4941 | 49.1876 | 109.4445 | 46.4941 | 46.4941 | 655
W12x40 | 11.7 | 11.9 | 9.86 | 0.295 | 0.515 | 8.01 | 1.02 | 94.7835 | 37.2973 | 50.5187 | 45.51 | 33.8608 |  | 37.2973 | 33.8608 | 94.7835 | 33.8608 | 37.2973 | 585
W10x112 | 32.9 | 11.4 | 7.9 | 0.755 | 1.25 | 10.4 | 1.75 | 232.389 | 219.7266 | 198.1875 | 293.5994 | 708.4701 |  | 198.1875 | 198.1875 | 232.389 | 198.1875 | 219.7266 | 1645
W10x100 | 29.4 | 11.1 | 7.86 | 0.68 | 1.12 | 10.3 | 1.62 | 203.796 | 176.4 | 167.45 | 238.3607 | 520.2498 |  | 167.45 | 167.45 | 203.796 | 167.45 | 176.4 | 1470
W10x88 | 25.9 | 10.8 | 7.82 | 0.605 | 0.99 | 10.3 | 1.49 | 176.418 | 137.8266 | 139.15 | 188.7837 | 368.2707 |  | 137.8266 | 139.15 | 176.418 | 137.8266 | 137.8266 | 1295
W10x77 | 22.6 | 10.6 | 7.86 | 0.53 | 0.87 | 10.2 | 1.37 | 151.686 | 106.4391 | 113.95 | 145.3192 | 246.3275 |  | 106.4391 | 113.95 | 151.686 | 106.4391 | 106.4391 | 1130
W10x68 | 20 | 10.4 | 7.86 | 0.47 | 0.77 | 10.1 | 1.27 | 131.976 | 83.3766 | 95.175 | 114.4347 | 171.7824 |  | 83.3766 | 95.175 | 131.976 | 83.3766 | 83.3766 | 1000
W10x60 | 17.6 | 10.2 | 7.84 | 0.42 | 0.68 | 10.1 | 1.18 | 115.668 | 65.025 | 80.325 | 91.2129 | 122.8965 |  | 65.025 | 80.325 | 115.668 | 65.025 | 65.025 | 880
W10x54 | 15.8 | 10.1 | 7.86 | 0.37 | 0.615 | 10 | 1.12 | 100.899 | 53.1879 | 67.9875 | 71.4925 | 83.8089 |  | 53.1879 | 67.9875 | 100.899 | 53.1879 | 53.1879 | 790
W10x49 | 14.4 | 9.98 | 7.86 | 0.34 | 0.56 | 10 | 1.06 | 91.6164 | 44.1 | 59.925 | 60.2631 | 65.0312 |  | 44.1 | 59.925 | 91.6164 | 44.1 | 44.1 | 720
W10x45 | 13.3 | 10.1 | 7.86 | 0.35 | 0.62 | 8.02 | 1.12 | 95.445 | 54.0562 | 64.3125 | 65.3911 | 70.9397 |  | 54.0562 | 64.3125 | 95.445 | 54.0562 | 54.0562 | 665
W10x39 | 11.5 | 9.92 | 7.86 | 0.315 | 0.53 | 7.99 | 1.03 | 84.3696 | 39.5016 | 54.3375 | 52.1327 | 51.715 |  | 39.5016 | 51.715 | 84.3696 | 39.5016 | 39.5016 | 575
W10x33 | 9.71 | 9.73 | 7.86 | 0.29 | 0.435 | 7.96 | 0.935 | 76.1859 | 26.6098 | 46.5812 | 42.6731 | 40.3533 |  | 26.6098 | 40.3533 | 76.1859 | 26.6098 | 26.6098 | 485.5
W8X67 | 19.7 | 9 | 6.34 | 0.57 | 0.935 | 8.28 | 1.33 | 138.51 | 122.9379 | 119.7 | 171.1914 | 379.8771 |  | 119.7 | 119.7 | 138.51 | 119.7 | 122.9379 | 985
W8X58 | 17.1 | 8.75 | 6.35 | 0.51 | 0.81 | 8.22 | 1.2 | 120.4875 | 92.2641 | 98.8125 | 136.1621 | 271.6718 |  | 92.2641 | 98.8125 | 120.4875 | 92.2641 | 92.2641 | 855
W8X48 | 14.1 | 8.5 | 6.34 | 0.4 | 0.685 | 8.11 | 1.08 | 91.8 | 65.9848 | 71.5 | 86.0614 | 131.28 |  | 65.9848 | 71.5 | 91.8 | 65.9848 | 65.9848 | 705
W8X40 | 11.7 | 8.25 | 6.342 | 0.36 | 0.56 | 8.07 | 0.954 | 80.19 | 44.1 | 58.68 | 67.9683 | 95.6729 |  | 44.1 | 58.68 | 80.19 | 44.1 | 44.1 | 585
W8X35 | 10.3 | 8.12 | 6.342 | 0.31 | 0.495 | 8.02 | 0.889 | 67.9644 | 34.4566 | 48.0112 | 50.8967 | 61.0895 |  | 34.4566 | 48.0112 | 67.9644 | 34.4566 | 34.4566 | 515
W8X31 | 9.12 | 8 | 6.342 | 0.285 | 0.435 | 8 | 0.829 | 61.56 | 26.6098 | 42.0019 | 42.5587 | 47.4697 |  | 26.6098 | 42.0019 | 61.56 | 26.6098 | 26.6098 | 456
Note on D2: AISC: Design Guide Recommends the use of 36 ksi for Fy (even for higher strength material) because testing was done only on A36 columns.
Note on I3: Panel zone remains in the elastic range
Note on J3: For extended end plate connections Mnf, the column flange yield strength, is compared to Mnp, the no prying moment strength of the bolts. For other connections, the strength provided is compared to the flange force. For the other connections if the flange or flange plate width is less than 15% of the column flage width then the strenth is 1,000,000 kips (ie the check is unnecessary
Note on K3: change to oaccount for extended end plate connections.
Note on L3: May be overly conservative for extended end plate connections.
Note on M3: Checked for beams at both sides only. If only one beam strength is reported as 1,000,000 kips.
Note on R2: Doesn't really mean anything since the tension and comprseeion are different as well as the panel shear. They can’t all be compared to one value.

## Lists
1 | 2 | 3 | 4 | 5 | 6 | 7 | 8 | 9 | 10 | 11 | 12 | 13 | 14 | 15 | 16 | 17 | 18 | 19 | 20
| 2005 LRFD |  | Directly Welded Flange
| 2005 ASD |  | Flange Plate
Extended End Plate
W18
W16
W14
W12
W10
W8